## School Facilities
School Facilities Capital Projects
Estimated costs are order of magnitude and include design estimated costs
Current FY | 2027
Inflation Rate | 2.65%
Yr / FY | Move from Year | Building | Asset Name | Asset Type | Fac Code | Estimated Cost | Yrs. | Future Cost | Notes
2027 |  | Haynes Elementary School | Haynes Elementary School Roof Covering Single-ply Membrane | 2457 | FAC-S1 | 7821563 | 0 | 7821563
2027 |  | Haynes Elementary School | Haynes Elementary School Fan, Exhaust 032 | 1870 | FAC-S1 | 7335.9 | 0 | 0 | Included in Roof Number Asset 2457
2027 |  | Haynes Elementary School | Haynes Elementary School Fan, Exhaust 033 | 1871 | FAC-S1 | 7335.9 | 0 | 0 | Included in Roof Number Asset 2457
2027 |  | Haynes Elementary School | Haynes Elementary School Fan, Exhaust 1000 | 1000 | FAC-S1 | 7335.9 | 0 | 0 | Included in Roof Number Asset 2457
2027 |  | Haynes Elementary School | Haynes Elementary School Fan, Exhaust 1001 | 1001 | FAC-S1 | 7335.9 | 0 | 0 | Included in Roof Number Asset 2457
2027 |  | Haynes Elementary School | Haynes Elementary School Fan, Exhaust 1002 | 1002 | FAC-S1 | 10000 | 0 | 0 | Included in Roof Number Asset 2457
2027 |  | Haynes Elementary School | Haynes Elementary School Fan, Exhaust 1003 | 1003 | FAC-S1 | 10000 | 0 | 0 | Included in Roof Number Asset 2457
2027 |  | Haynes Elementary School | Haynes Elementary School Fan, Exhaust 1004 | 1004 | FAC-S1 | 7335.9 | 0 | 0 | Included in Roof Number Asset 2457
2027 |  | Haynes Elementary School | Haynes Elementary School Fan, Exhaust 1005 | 1005 | FAC-S1 | 7335.9 | 0 | 0 | Included in Roof Number Asset 2457
2027 |  | Haynes Elementary School | Haynes Elementary School Fan, Exhaust 1006 | 1006 | FAC-S1 | 10000 | 0 | 0 | Included in Roof Number Asset 2457
2027 |  | Haynes Elementary School | Haynes Elementary School Fan, Exhaust 1007 | 1007 | FAC-S1 | 7335.9 | 0 | 0 | Included in Roof Number Asset 2457
2027 |  | Haynes Elementary School | Haynes Elementary School Fan, Exhaust 1008 | 1008 | FAC-S1 | 10000 | 0 | 0 | Included in Roof Number Asset 2457
2027 |  | Haynes Elementary School | Haynes Elementary School Fan, Exhaust 1009 | 1009 | FAC-S1 | 7335.9 | 0 | 0 | Included in Roof Number Asset 2457
2027 |  | Haynes Elementary School | Haynes Elementary School Fan, Exhaust 1010 | 1010 | FAC-S1 | 7335.9 | 0 | 0 | Included in Roof Number Asset 2457
2027 |  | Haynes Elementary School | Haynes Elementary School Fan, Exhaust 1011 | 1011 | FAC-S1 | 7335.9 | 0 | 0 | Included in Roof Number Asset 2457
2027 |  | Haynes Elementary School | Haynes Elementary School Fan, Exhaust 1015 | 1015 | FAC-S1 | 7335.9 | 0 | 0 | Included in Roof Number Asset 2457
2027 |  | Haynes Elementary School | Haynes Elementary School Fan, Exhaust 1016 | 1016 | FAC-S1 | 7335.9 | 0 | 0 | Included in Roof Number Asset 2457
2027 |  | Haynes Elementary School | Haynes Elementary School Fan, Exhaust 1028 | 1028 | FAC-S1 | 7335.9 | 0 | 0 | Included in Roof Number Asset 2457
2027 |  | Haynes Elementary School | Haynes Elementary School Fan, Exhaust 1029 | 1029 | FAC-S1 | 12000 | 0 | 0 | Included in Roof Number Asset 2457
2027 |  | Haynes Elementary School | Haynes Elementary School Fan, Exhaust 1033 | 1033 | FAC-S1 | 1980 | 0 | 0 | Included in Roof Number Asset 2457
2027 |  | Haynes Elementary School | Haynes Elementary School Fan, Exhaust 1054 | 1054 | FAC-S1 | 2700 | 0 | 0 | Included in Roof Number Asset 2457
2027 |  | Haynes Elementary School | Haynes Elementary School Fan, Exhaust 1055 | 1055 | FAC-S1 | 2700 | 0 | 0 | Included in Roof Number Asset 2457
2027 |  | Haynes Elementary School | Haynes Elementary School Fan, Exhaust 989 | 989 | FAC-S1 | 2220 | 0 | 0 | Included in Roof Number Asset 2457
2027 |  | Haynes Elementary School | Haynes Elementary School Fan, Exhaust 993 | 993 | FAC-S1 | 1980 | 0 | 0 | Included in Roof Number Asset 2457
2027 |  | Haynes Elementary School | Haynes Elementary School Fan, Exhaust 995 | 995 | FAC-S1 | 1500 | 0 | 0 | Included in Roof Number Asset 2457
2027 |  | Haynes Elementary School | Haynes Elementary School Fan, Exhaust 996 | 996 | FAC-S1 | 1500 | 0 | 0 | Included in Roof Number Asset 2457
2027 |  | Haynes Elementary School | Haynes Elementary School Fan, Exhaust 997 | 997 | FAC-S1 | 3660 | 0 | 0 | Included in Roof Number Asset 2457
2027 |  | Haynes Elementary School | Haynes Elementary School Fan, Exhaust 998 | 998 | FAC-S1 | 1980 | 0 | 0 | Included in Roof Number Asset 2457
2027 |  | Haynes Elementary School | Haynes Elementary School Fan, Exhaust 999 | 999 | FAC-S1 | 1980 | 0 | 0 | Included in Roof Number Asset 2457
2027 |  | Haynes Elementary School | Haynes Elementary School Fire Suppression tem, Wet 1050 | 1050 | FAC-S1 | 5700 | 0 | 0 | Included in Roof Number Asset 2457
2027 |  | Haynes Elementary School | Haynes Elementary School Fan, Exhaust 031 | 1869 | FAC-S1 | 7335.9 | 0 | 0 | Included in Roof Number Asset 2457
2027 |  | Nixon Elementary School | Nixon Elementary School Roof Covering Single-ply Membrane | 2581 | FAC-S8 | 4064845 | 0 | 4064845
2027 |  | Nixon Elementary School | Nixon Elementary School Fan, Exhaust 1385 | 1385 | FAC-S8 | 2220 | 0 | 0 | Included in Roof Number Asset 2581
2027 |  | Nixon Elementary School | Nixon Elementary School Fan, Exhaust 1392 | 1392 | FAC-S8 | 2220 | 0 | 0 | Included in Roof Number Asset 2581
2027 |  | Nixon Elementary School | Nixon Elementary School Fan, Exhaust 1394 | 1394 | FAC-S8 | 2220 | 0 | 0 | Included in Roof Number Asset 2581
2027 |  | Nixon Elementary School | Nixon Elementary School Fan, Exhaust 1398 | 1398 | FAC-S8 | 1980 | 0 | 0 | Included in Roof Number Asset 2581
2027 |  | Nixon Elementary School | Nixon Elementary School Fan, Exhaust 1401 | 1401 | FAC-S8 | 2220 | 0 | 0 | Included in Roof Number Asset 2581
2027 |  | Nixon Elementary School | Nixon Elementary School Fan, Exhaust 1431 | 1431 | FAC-S8 | 1980 | 0 | 0 | Included in Roof Number Asset 2581
2027 |  | Nixon Elementary School | Nixon Elementary School Fan, Exhaust 1432 | 1432 | FAC-S8 | 2220 | 0 | 0 | Included in Roof Number Asset 2581
2027 |  | Nixon Elementary School | Nixon Elementary School Fan, Exhaust 1435 | 1435 | FAC-S8 | 2220 | 0 | 0 | Included in Roof Number Asset 2581
2027 |  | Haynes Elementary School | Haynes Elementary School Fan, Exhaust 1031 | 1031 | FAC-S8 | 1980 | 0 | 0 | Included in Roof Number Asset 2581
2027 |  | Haynes Elementary School | Haynes Elementary School Fan, Exhaust 990 | 990 | FAC-S8 | 2700 | 0 | 0 | Included in Roof Number Asset 2581
2027 |  | Haynes Elementary School | Haynes Elementary School Fan, Exhaust 991 | 991 | FAC-S8 | 1980 | 0 | 0 | Included in Roof Number Asset 2581
2027 |  | Haynes Elementary School | Haynes Elementary School Fan, Exhaust 994 | 994 | FAC-S8 | 3660 | 0 | 0 | Included in Roof Number Asset 2581
2027 | 2029 | Haynes Elementary School | Haynes Elementary School Communications and Security Fire Alarm | 2431 | FAC-S53 | 500000 | 0 | 500000 | Moved up from FY2029
2027 | 2032 | Nixon Elementary School | Nixon Elementary School Communications and Security Fire Alarm | 2557 | FAC-S53 | 160500 | 0 | 160500 | Moved up from FY2032
2027 |  | All Schools | Building Management System SPS Capital Repairs |  | FAC-S220 | 110000 | 0 | 110000
2028 | 2027 | Curtis Middle School | Curtis Middle School Boiler, Gas Fired | 1099 | FAC-S3 | 150000 | 1 | 153975 | Defer to FY28, will pursue MSBA Funding as part of their program
2028 |  | Nixon Elementary School | Nixon Elementary School Boiler, Gas-Fired 1463 | 1463 | FAC-S39 | 55000 | 1 | 56457.5
2028 |  | Nixon Elementary School | Nixon Elementary School Boiler, Gas-Fired 1464 | 1464 | FAC-S39 | 55000 | 1 | 56457.5
2028 |  | Nixon Elementary School | Nixon Elementary School Pump & VFD, Hot Water Circulation 1471 | 1471 | FAC-S40 | 75000 | 1 | 76987.5
2028 | 2027 | Loring Elementary School | Loring Elementary School Pump & VFD, Hot Water Circulation | 1245 | FAC-S5 | 75000 | 1 | 76987.5 | Defer to FY28, will pursue MSBA Funding as part of their program
2028 | 2027 | Loring Elementary School | Loring Elementary School Boiler, Gas-Fired | 1251 | FAC-S6 | 300000 | 1 | 307950 | Defer to FY28, will pursue MSBA Funding as part of their program
2028 | 2027 | Nixon Elementary School | Nixon Elementary School Pump & VFD, Hot Water Circulation | 1472 | FAC-S7 | 75000 | 1 | 76987.5 | Defer to FY28, will pursue MSBA Funding as part of their program
2028 |  | Haynes Elementary School | Haynes Elementary Playground Resurfacing |  | FAC-S203 | 325000 | 1 | 333612.5 | Added from Original Plan - Send Brad and email on this CPA
2028 | 2027 | Curtis Middle School | Curtis Middle School Boiler, Gas Fired | 1100 | FAC-S15 | 150000 | 1 | 153975 | Defer to FY28, will pursue MSBA Funding as part of their program
2028 | 2027 | Curtis Middle School | Curtis Middle School Controls & Instrumentation | 2141 | FAC-S2 | 3648097 | 1 | 3744771.5705
2028 |  | Loring Elementary School | Loring Elementary School Split tem (CRAC) | 1280 | FAC-S20 | 60000 | 1 | 61590
2028 |  | Loring Elementary School | Loring Elementary School Building Automation tem | 116 | FAC-S21 | 15000 | 1 | 15397.5
2028 |  | Nixon Elementary School | Nixon Elementary School Air Handling Unit | 1390 | FAC-S22 | 100000 | 1 | 102650
2028 |  | Nixon Elementary School | Nixon Elementary School Air Handling Unit | 1397 | FAC-S22 | 100000 | 1 | 102650
2028 |  | Nixon Elementary School | Nixon Elementary School Unit Ventilator 001 | 1934 | FAC-S23 | 20000 | 1 | 20530
2028 |  | Nixon Elementary School | Nixon Elementary School Unit Ventilator 002 | 1935 | FAC-S23 | 20000 | 1 | 20530
2028 |  | Nixon Elementary School | Nixon Elementary School Unit Ventilator 003 | 1936 | FAC-S23 | 20000 | 1 | 20530
2028 |  | Nixon Elementary School | Nixon Elementary School Unit Ventilator 004 | 1937 | FAC-S23 | 20000 | 1 | 20530
2028 |  | Nixon Elementary School | Nixon Elementary School Unit Ventilator 005 | 1938 | FAC-S23 | 20000 | 1 | 20530
2028 |  | Nixon Elementary School | Nixon Elementary School Unit Ventilator 006 | 1939 | FAC-S23 | 20000 | 1 | 20530
2028 |  | Nixon Elementary School | Nixon Elementary School Unit Ventilator 007 | 1940 | FAC-S23 | 20000 | 1 | 20530
2028 |  | Nixon Elementary School | Nixon Elementary School Unit Ventilator 008 | 1941 | FAC-S23 | 20000 | 1 | 20530
2028 |  | Nixon Elementary School | Nixon Elementary School Unit Ventilator 009 | 1942 | FAC-S23 | 20000 | 1 | 20530
2028 |  | Nixon Elementary School | Nixon Elementary School Unit Ventilator 010 | 1943 | FAC-S23 | 20000 | 1 | 20530
2028 |  | Nixon Elementary School | Nixon Elementary School Unit Ventilator 011 | 1944 | FAC-S23 | 20000 | 1 | 20530
2028 |  | Nixon Elementary School | Nixon Elementary School Unit Ventilator 012 | 1945 | FAC-S23 | 20000 | 1 | 20530
2028 |  | Nixon Elementary School | Nixon Elementary School Unit Ventilator 013 | 1946 | FAC-S23 | 20000 | 1 | 20530
2028 |  | Nixon Elementary School | Nixon Elementary School Unit Ventilator 014 | 1947 | FAC-S23 | 20000 | 1 | 20530
2028 |  | Nixon Elementary School | Nixon Elementary School Unit Ventilator 015 | 1948 | FAC-S23 | 20000 | 1 | 20530
2028 |  | Nixon Elementary School | Nixon Elementary School Unit Ventilator 016 | 1949 | FAC-S23 | 20000 | 1 | 20530
2028 |  | Nixon Elementary School | Nixon Elementary School Unit Ventilator 017 | 1950 | FAC-S23 | 20000 | 1 | 20530
2028 |  | Nixon Elementary School | Nixon Elementary School Unit Ventilator 018 | 1951 | FAC-S23 | 20000 | 1 | 20530
2028 |  | Nixon Elementary School | Nixon Elementary School Unit Ventilator 019 | 1952 | FAC-S23 | 20000 | 1 | 20530
2028 |  | Nixon Elementary School | Nixon Elementary School Unit Ventilator 020 | 1953 | FAC-S23 | 20000 | 1 | 20530
2028 |  | Nixon Elementary School | Nixon Elementary School Unit Ventilator 021 | 1954 | FAC-S23 | 20000 | 1 | 20530
2028 |  | Nixon Elementary School | Nixon Elementary School Unit Ventilator 022 | 1955 | FAC-S23 | 20000 | 1 | 20530
2028 |  | Nixon Elementary School | Nixon Elementary School Unit Ventilator 023 | 1956 | FAC-S23 | 20000 | 1 | 20530
2028 |  | Nixon Elementary School | Nixon Elementary School Unit Ventilator 024 | 1957 | FAC-S23 | 20000 | 1 | 20530
2028 |  | Nixon Elementary School | Nixon Elementary School Unit Ventilator 025 | 1958 | FAC-S23 | 20000 | 1 | 20530
2028 |  | Loring Elementary School | Loring Elementary School Controls & Instrumentation | 2505 | FAC-S24 | 500000 | 1 | 513250
2028 |  | Curtis Middle School | Curtis Middle School Building Automation tem 1096 | 1096 | FAC-S26 | 500000 | 1 | 513250
2028 |  | Curtis Middle School | Curtis Middle School Condensing Unit 1165 | 1165 | FAC-S27 | 26520 | 1 | 27222.78
2028 |  | Haynes Elementary School | Haynes Elementary School Boiler, Gas-Fired 1060 | 1060 | FAC-S28 | 300000 | 1 | 307950
2028 |  | Haynes Elementary School | Haynes Elementary School Boiler, Gas-Fired 1061 | 1061 | FAC-S28 | 300000 | 1 | 307950
2028 |  | Haynes Elementary School | Haynes Elementary School Building Automation tem 1070 | 1070 | FAC-S29 | 450000 | 1 | 461925
2028 |  | Nixon Elementary School | Nixon Elementary School Unit Ventilator 026 | 1959 | FAC-S30 | 20000 | 1 | 20530
2028 |  | Nixon Elementary School | Nixon Elementary School Unit Ventilator 027 | 1960 | FAC-S30 | 20000 | 1 | 20530
2028 |  | Nixon Elementary School | Nixon Elementary School Unit Ventilator 028 | 1961 | FAC-S30 | 20000 | 1 | 20530
2028 |  | Nixon Elementary School | Nixon Elementary School Unit Ventilator 029 | 1962 | FAC-S30 | 20000 | 1 | 20530
2028 |  | Nixon Elementary School | Nixon Elementary School Unit Ventilator 030 | 1963 | FAC-S30 | 20000 | 1 | 20530
2028 |  | Nixon Elementary School | Nixon Elementary School Boiler, Gas-Fired 1465 | 1465 | FAC-S31 | 55000 | 1 | 56457.5
2028 |  | Peter Noyes Elementary School | Peter Noyes Elementary School Emergency Lighting Exit Lighting | 2646 | FAC-S32 | 344758.6 | 1 | 353894.7029
2028 |  | Curtis Middle School | Curtis Middle School Split tem (CRAC) 1090 | 1090 | FAC-S33 | 42600 | 1 | 43728.9
2028 |  | Curtis Middle School | Curtis Middle School Condensing Unit 1135 | 1135 | FAC-S34 | 7560 | 1 | 7760.34
2028 |  | Loring Elementary School | Loring Elementary School Fan, Exhaust 013 | 1872 | FAC-S35 | 25000 | 1 | 25662.5
2028 |  | Loring Elementary School | Loring Elementary School Communications and Security Fire Alarm | 2504 | FAC-S36 | 1083066 | 1 | 1111767.249
2028 |  | Curtis Middle School | Curtis Middle School Condensing Unit 1196 | 1196 | FAC-S37 | 5520 | 1 | 5666.28
2028 |  | Curtis Middle School | Curtis Middle School Split tem (CRAC) 1152 | 1152 | FAC-S38 | 42600 | 1 | 43728.9
2028 |  | Haynes Elementary School | Haynes Elementary Parking Lot Mill and Overlay |  | FAC-S204 | 34000 | 1 | 34901
2028 |  | Haynes Elementary School | Haynes Elementary School Parking Lot Remove and Replace |  | FAC-S204 | 111090 | 1 | 114033.885
2028 |  | Loring Elementary School | Loring Elementary School Parking Lot Remove and Replace |  | FAC-S205 | 183900 | 1 | 188773.35
2028 |  | Nixon Elementary School | Nixon Elementary School Parking Lot Mill and Overlay |  | FAC-S206 | 40900 | 1 | 41983.85
2028 |  | Peter Noyes Elementary School | Peter Noyes Elementary Parking Lot Remove and Replace |  | FAC-S207 | 18420 | 1 | 18908.13
2028 |  | Peter Noyes Elementary School | Peter Noyes Elementary Parking Lot Mill and Overlay |  | FAC-S207 | 38350 | 1 | 39366.275
2029 | 2027 | Curtis Middle School | Curtis Middle School Condensing Unit | 1186 | FAC-S16 | 43200 | 2 | 45519.9372
2029 | 2027 | Curtis Middle School | Curtis Middle School Condensing Unit | 1194 | FAC-S16 | 39840 | 2 | 41979.4976
2029 | 2027 | Curtis Middle School | Curtis Middle School Energy Recovery Unit | 1185 | FAC-S17 | 19800 | 2 | 20863.3046
2028 |  | Nixon Elementary School | Nixon Elementary School Walk-In Cooler 1444 | 1444 | FAC-S41 | 60000 | 1 | 61590
2029 |  | Loring Elementary School | Loring Elementary School Fan, Exhaust 1279 | 1279 | FAC-S42 | 30000 | 2 | 31611.0675
2029 |  | Loring Elementary School | Loring Elementary School Fan, Exhaust 1281 | 1281 | FAC-S42 | 27000 | 2 | 28449.9607
2029 |  | Loring Elementary School | Loring Elementary School Fan, Exhaust 1282 | 1282 | FAC-S42 | 35000 | 2 | 36879.5788
2029 |  | Loring Elementary School | Loring Elementary School Fan, Exhaust 1290 | 1290 | FAC-S42 | 27000 | 2 | 28449.9607
2029 |  | Loring Elementary School | Loring Elementary School Fan, Exhaust 1293 | 1293 | FAC-S42 | 25000 | 2 | 26342.5562
2029 |  | Loring Elementary School | Loring Elementary School Fan, Exhaust 1295 | 1295 | FAC-S42 | 30000 | 2 | 31611.0675
2029 |  | Loring Elementary School | Loring Elementary School Fan, Exhaust 1299 | 1299 | FAC-S42 | 30000 | 2 | 31611.0675
2029 |  | Loring Elementary School | Loring Elementary School Fan, Exhaust 1301 | 1301 | FAC-S42 | 30000 | 2 | 31611.0675
2029 |  | Loring Elementary School | Loring Elementary School Fan, Exhaust 1286 | 1286 | FAC-S42 | 35000 | 2 | 36879.5788
2029 |  | Loring Elementary School | Loring Elementary School Fan, Exhaust 1292 | 1292 | FAC-S42 | 35000 | 2 | 36879.5788
2029 |  | Loring Elementary School | Loring Elementary School Fan, Exhaust 1294 | 1294 | FAC-S42 | 32000 | 2 | 33718.472
2029 |  | Loring Elementary School | Loring Elementary School Fan, Exhaust 1300 | 1300 | FAC-S42 | 32000 | 2 | 33718.472
2029 |  | Nixon Elementary School | Nixon Elementary School Mini Split tem 1429 | 1429 | FAC-S43 | 15000 | 2 | 15805.5337
2029 |  | Curtis Middle School | Curtis Middle School Condensing Unit 1184 | 1184 | FAC-S44 | 5520 | 2 | 5816.4364
2029 |  | Curtis Middle School | Curtis Middle School Unit Ventilator 001 | 1891 | FAC-S45 | 25000 | 2 | 26342.5562
2029 |  | Curtis Middle School | Curtis Middle School Unit Ventilator 002 | 1892 | FAC-S45 | 25000 | 2 | 26342.5562
2029 |  | Curtis Middle School | Curtis Middle School Unit Ventilator 003 | 1893 | FAC-S45 | 25000 | 2 | 26342.5562
2029 |  | Curtis Middle School | Curtis Middle School Unit Ventilator 004 | 1894 | FAC-S45 | 25000 | 2 | 26342.5562
2029 |  | Curtis Middle School | Curtis Middle School Unit Ventilator 005 | 1895 | FAC-S45 | 25000 | 2 | 26342.5562
2029 |  | Curtis Middle School | Curtis Middle School Unit Ventilator 006 | 1896 | FAC-S45 | 25000 | 2 | 26342.5562
2029 |  | Curtis Middle School | Curtis Middle School Unit Ventilator 007 | 1897 | FAC-S45 | 25000 | 2 | 26342.5562
2029 |  | Haynes Elementary School | Haynes Elementary School Controls & Instrumentation | 2432 | FAC-S46 | 921376.3 | 2 | 970856.2804
2029 |  | Haynes Elementary School | Haynes Elementary School Air Handling Unit 1013 | 1013 | FAC-S47 | 120000 | 2 | 126444.27
2029 |  | Haynes Elementary School | Haynes Elementary School Air Handling Unit 1014 | 1014 | FAC-S47 | 120000 | 2 | 126444.27
2029 |  | Haynes Elementary School | Haynes Elementary School Air Handling Unit 988 | 988 | FAC-S47 | 212000 | 2 | 223384.877
2029 |  | Haynes Elementary School | Haynes Elementary School Air Handling Unit 992 | 992 | FAC-S47 | 120000 | 2 | 126444.27
2029 |  | Haynes Elementary School | Haynes Elementary School Unit Ventilator 001 | 1900 | FAC-S48 | 20000 | 2 | 21074.045
2029 |  | Haynes Elementary School | Haynes Elementary School Unit Ventilator 002 | 1901 | FAC-S48 | 20000 | 2 | 21074.045
2029 |  | Haynes Elementary School | Haynes Elementary School Unit Ventilator 003 | 1902 | FAC-S48 | 20000 | 2 | 21074.045
2029 |  | Haynes Elementary School | Haynes Elementary School Unit Ventilator 004 | 1903 | FAC-S48 | 20000 | 2 | 21074.045
2029 |  | Haynes Elementary School | Haynes Elementary School Unit Ventilator 005 | 1904 | FAC-S48 | 20000 | 2 | 21074.045
2029 |  | Haynes Elementary School | Haynes Elementary School Unit Ventilator 006 | 1905 | FAC-S48 | 20000 | 2 | 21074.045
2029 |  | Haynes Elementary School | Haynes Elementary School Unit Ventilator 007 | 1906 | FAC-S48 | 20000 | 2 | 21074.045
2029 |  | Haynes Elementary School | Haynes Elementary School Unit Ventilator 008 | 1907 | FAC-S48 | 20000 | 2 | 21074.045
2029 |  | Haynes Elementary School | Haynes Elementary School Unit Ventilator 009 | 1908 | FAC-S48 | 20000 | 2 | 21074.045
2029 |  | Haynes Elementary School | Haynes Elementary School Unit Ventilator 010 | 1909 | FAC-S48 | 20000 | 2 | 21074.045
2029 |  | Haynes Elementary School | Haynes Elementary School Unit Ventilator 011 | 1910 | FAC-S48 | 20000 | 2 | 21074.045
2029 |  | Haynes Elementary School | Haynes Elementary School Unit Ventilator 012 | 1911 | FAC-S48 | 20000 | 2 | 21074.045
2029 |  | Haynes Elementary School | Haynes Elementary School Unit Ventilator 013 | 1912 | FAC-S48 | 20000 | 2 | 21074.045
2029 |  | Haynes Elementary School | Haynes Elementary School Unit Ventilator 014 | 1913 | FAC-S48 | 20000 | 2 | 21074.045
2029 |  | Haynes Elementary School | Haynes Elementary School Unit Ventilator 015 | 1914 | FAC-S48 | 20000 | 2 | 21074.045
2029 |  | Haynes Elementary School | Haynes Elementary School Unit Ventilator 016 | 1915 | FAC-S48 | 20000 | 2 | 21074.045
2029 |  | Haynes Elementary School | Haynes Elementary School Unit Ventilator 017 | 1916 | FAC-S48 | 20000 | 2 | 21074.045
2029 |  | Haynes Elementary School | Haynes Elementary School Unit Ventilator 018 | 1917 | FAC-S48 | 20000 | 2 | 21074.045
2029 |  | Haynes Elementary School | Haynes Elementary School Unit Ventilator 019 | 1918 | FAC-S48 | 20000 | 2 | 21074.045
2029 |  | Haynes Elementary School | Haynes Elementary School Unit Ventilator 020 | 1919 | FAC-S48 | 20000 | 2 | 21074.045
2029 |  | Haynes Elementary School | Haynes Elementary School Unit Ventilator 021 | 1920 | FAC-S48 | 20000 | 2 | 21074.045
2029 |  | Haynes Elementary School | Haynes Elementary School Unit Ventilator 022 | 1921 | FAC-S48 | 20000 | 2 | 21074.045
2029 |  | Haynes Elementary School | Haynes Elementary School Unit Ventilator 023 | 1922 | FAC-S48 | 20000 | 2 | 21074.045
2029 |  | Haynes Elementary School | Haynes Elementary School Unit Ventilator 024 | 1923 | FAC-S48 | 20000 | 2 | 21074.045
2029 |  | Haynes Elementary School | Haynes Elementary School Unit Ventilator 025 | 1924 | FAC-S48 | 20000 | 2 | 21074.045
2029 |  | Haynes Elementary School | Haynes Elementary School Unit Ventilator 026 | 1925 | FAC-S48 | 20000 | 2 | 21074.045
2029 |  | Haynes Elementary School | Haynes Elementary School Unit Ventilator 027 | 1926 | FAC-S48 | 20000 | 2 | 21074.045
2029 |  | Haynes Elementary School | Haynes Elementary School Unit Ventilator 028 | 1927 | FAC-S48 | 20000 | 2 | 21074.045
2029 |  | Haynes Elementary School | Haynes Elementary School Unit Ventilator 029 | 1928 | FAC-S48 | 20000 | 2 | 21074.045
2029 |  | Haynes Elementary School | Haynes Elementary School Unit Ventilator 030 | 1929 | FAC-S48 | 20000 | 2 | 21074.045
2029 |  | Haynes Elementary School | Haynes Elementary School Unit Ventilator 031 | 1930 | FAC-S48 | 20000 | 2 | 21074.045
2029 |  | Haynes Elementary School | Haynes Elementary School Unit Ventilator 032 | 1931 | FAC-S48 | 20000 | 2 | 21074.045
2029 |  | Loring Elementary School | Loring Elementary School Air Handling Unit 1285 | 1285 | FAC-S49 | 40000 | 2 | 42148.09
2029 |  | Loring Elementary School | Loring Elementary School Air Handling Unit 1287 | 1287 | FAC-S49 | 40000 | 2 | 42148.09
2029 |  | Loring Elementary School | Loring Elementary School Air Handling Unit 1288 | 1288 | FAC-S49 | 40000 | 2 | 42148.09
2029 |  | Loring Elementary School | Loring Elementary School Air Handling Unit 1297 | 1297 | FAC-S49 | 40000 | 2 | 42148.09
2029 |  | Nixon Elementary School | Nixon Elementary School Air Handling Unit 1390 | 1390 | FAC-S49-1 | 40000 | 2 | 42148.09
2029 |  | Nixon Elementary School | Nixon Elementary School Air Handling Unit 1396 | 1396 | FAC-S49-1 | 35000 | 2 | 36879.5788
2029 |  | Nixon Elementary School | Nixon Elementary School Air Handling Unit 1397 | 1397 | FAC-S49-1 | 40000 | 2 | 42148.09
2029 |  | Curtis Middle School | Curtis Middle School Unit Ventilator 008 | 1898 | FAC-S50 | 25000 | 2 | 26342.5562
2029 |  | Curtis Middle School | Curtis Middle School Unit Ventilator 009 | 1899 | FAC-S50 | 25000 | 2 | 26342.5562
2029 |  | Curtis Middle School | Curtis Middle School Condensing Unit 1148 | 1148 | FAC-S51 | 5520 | 2 | 5816.4364
2029 |  | Curtis Middle School | Curtis Middle School Condensing Unit 1149 | 1149 | FAC-S51 | 5520 | 2 | 5816.4364
2029 |  | Curtis Middle School | Curtis Middle School Condensing Unit 1150 | 1150 | FAC-S51 | 5520 | 2 | 5816.4364
2029 |  | Curtis Middle School | Curtis Middle School Condensing Unit 1182 | 1182 | FAC-S51 | 5520 | 2 | 5816.4364
2029 |  | Curtis Middle School | Curtis Middle School Condensing Unit 1183 | 1183 | FAC-S51 | 5520 | 2 | 5816.4364
2029 |  | Curtis Middle School | Curtis Middle School Condensing Unit 1187 | 1187 | FAC-S51 | 5520 | 2 | 5816.4364
2029 |  | Haynes Elementary School | Haynes Elementary School Unit Ventilator 034 | 1933 | FAC-S52 | 20000 | 2 | 21074.045
2029 |  | Nixon Elementary School | Nixon Elementary School Air Handling Unit 1442 | 1442 | FAC-S54 | 22300 | 2 | 23497.5602
2029 |  | Haynes Elementary School | Haynes Elementary School Emergency Lighting Exit Lighting | 2434 | FAC-S55 | 256506.01 | 2 | 270280.9599
2029 |  | Nixon Elementary School | Nixon Elementary School Building Automation tem 1473 | 1473 | FAC-S56 | 40000 | 2 | 42148.09
2029 |  | Loring Elementary School | Loring Elementary School Roof Covering Single-ply Membrane & Shingle | 2526 | FAC-S57 | 676599.57 | 2 | 712934.4893
2029 |  | Curtis Middle School | Curtis Middle School Parking Lot Overlay |  | FAC-S208 | 12683 | 2 | 13364.1056
2029 |  | Haynes Elementary School | Haynes Elementary Parking Lot Patching |  | FAC-S209 | 5238 | 2 | 5519.2924
2029 |  | Nixon Elementary School | Nixon Elementary School Parking Lot Crack Sealing and Patching |  | FAC-S210 | 7950 | 2 | 8376.9329
2029 |  | Peter Noyes Elementary School | Peter Noyes Elementary Playground Resurfacing |  | FAC-S211 | 280000 | 2 | 295036.63
2030 |  | Nixon Elementary School | Nixon Elementary School Dishwasher 1448 | 1448 | FAC-S58 | 25000 | 3 | 27040.634
2030 |  | Peter Noyes Elementary School | Peter Noyes Elementary School Fan, Exhaust 023 | 1873 | FAC-S59 | 4920 | 3 | 5321.5968
2030 |  | Curtis Middle School | Curtis Middle School Energy Recovery Unit 1176 | 1176 | FAC-S60 | 19800 | 3 | 21416.1821
2030 |  | Curtis Middle School | Curtis Middle School Eye Wash / Safety Shower 1080 | 1080 | FAC-S61 | 1700 | 3 | 1838.7631
2030 |  | Curtis Middle School | Curtis Middle School Eye Wash / Safety Shower 1082 | 1082 | FAC-S61 | 1700 | 3 | 1838.7631
2030 |  | Curtis Middle School | Curtis Middle School Eye Wash / Safety Shower 1083 | 1083 | FAC-S61 | 1700 | 3 | 1838.7631
2030 |  | Curtis Middle School | Curtis Middle School Eye Wash / Safety Shower 1085 | 1085 | FAC-S61 | 1700 | 3 | 1838.7631
2030 |  | Curtis Middle School | Curtis Middle School Eye Wash 1073 | 1073 | FAC-S61 | 850 | 3 | 919.3816
2030 |  | Curtis Middle School | Curtis Middle School Eye Wash 1081 | 1081 | FAC-S61 | 850 | 3 | 919.3816
2030 |  | Curtis Middle School | Curtis Middle School Eye Wash 1084 | 1084 | FAC-S61 | 850 | 3 | 919.3816
2030 |  | Loring Elementary School | Loring Elementary School Air Handling Unit 1283 | 1283 | FAC-S62 | 7335.9 | 3 | 7934.6955
2030 |  | Loring Elementary School | Loring Elementary School Air Handling Unit 1291 | 1291 | FAC-S62 | 48600 | 3 | 52566.9925
2030 |  | Loring Elementary School | Loring Elementary School Air Handling Unit 1296 | 1296 | FAC-S62 | 48600 | 3 | 52566.9925
2030 |  | Loring Elementary School | Loring Elementary School Air Handling Unit 1298 | 1298 | FAC-S62 | 48600 | 3 | 52566.9925
2030 |  | Nixon Elementary School | Nixon Elementary School Fan, Exhaust 1439 | 1439 | FAC-S63 | 4920 | 3 | 5321.5968
2030 |  | Peter Noyes Elementary School | Peter Noyes Elementary School Communications and Security Fire Alarm | 2643 | FAC-S64 | 1171493.15 | 3 | 1267116.6997
2030 |  | Curtis Middle School | Curtis Middle School Pump, Hot Water Circulation 1102 | 1102 | FAC-S65 | 44100 | 3 | 47699.6784
2030 |  | Curtis Middle School | Curtis Middle School Pump, Hot Water Circulation 1103 | 1103 | FAC-S65 | 44100 | 3 | 47699.6784
2030 |  | Haynes Elementary School | Haynes Elementary School Packaged Unit 1037 | 1037 | FAC-S66 | 16800 | 3 | 18171.306
2030 |  | Nixon Elementary School | Nixon Elementary School Mini Split tem 1386 | 1386 | FAC-S68 | 5100 | 3 | 5516.2893
2030 |  | Loring Elementary School | Loring Elementary School Parking Lot Mill and Overlay |  | FAC-S212 | 14210 | 3 | 15369.8964
2030 |  | Nixon Elementary School | Nixon Elementary School Playground Resurfacing |  | FAC-S213 | 280000 | 3 | 302855.1007
2031 |  | Peter Noyes Elementary School | Peter Noyes Elementary School Reach-In Freezer 187 | 187 | FAC-S69 | 4250 | 4 | 4718.7258
2031 |  | Curtis Middle School | Curtis Middle School Roof Covering Single-ply Membrane | 2167 | FAC-S70 | 9678544.44 | 4 | 10745975.927
2031 |  | Curtis Middle School | Curtis Middle School Dishwasher 002 | 1801 | FAC-S71 | 14000 | 4 | 15544.038
2031 |  | Curtis Middle School | Curtis Middle School Eye Wash / Safety Shower 1074 | 1074 | FAC-S72 | 1700 | 4 | 1887.4903
2031 |  | Curtis Middle School | Curtis Middle School Eye Wash / Safety Shower 1075 | 1075 | FAC-S72 | 1700 | 4 | 1887.4903
2031 |  | Curtis Middle School | Curtis Middle School Eye Wash / Safety Shower 1077 | 1077 | FAC-S72 | 1700 | 4 | 1887.4903
2031 |  | Curtis Middle School | Curtis Middle School Eye Wash / Safety Shower 1078 | 1078 | FAC-S72 | 1700 | 4 | 1887.4903
2031 |  | Curtis Middle School | Curtis Middle School Eye Wash / Safety Shower 1079 | 1079 | FAC-S72 | 1700 | 4 | 1887.4903
2031 |  | Curtis Middle School | Curtis Middle School Eye Wash 1076 | 1076 | FAC-S72 | 850 | 4 | 943.7452
2031 |  | Curtis Middle School | Curtis Middle School Eye Wash 1125 | 1125 | FAC-S72 | 850 | 4 | 943.7452
2031 |  | Curtis Middle School | Curtis Middle School Kettle 1121 | 1121 | FAC-S73 | 12500 | 4 | 13878.6054
2031 |  | Curtis Middle School | Curtis Middle School Mixer 1111 | 1111 | FAC-S74 | 18500 | 4 | 20540.336
2031 |  | Curtis Middle School | Curtis Middle School Oven, Convection 1114 | 1114 | FAC-S75 | 4500 | 4 | 4996.2979
2031 |  | Curtis Middle School | Curtis Middle School Oven, Convection 1115 | 1115 | FAC-S75 | 4500 | 4 | 4996.2979
2031 |  | Curtis Middle School | Curtis Middle School Oven, Convection 1117 | 1117 | FAC-S75 | 4500 | 4 | 4996.2979
2031 |  | Curtis Middle School | Curtis Middle School Reach-In Cooler 1127 | 1127 | FAC-S77 | 4250 | 4 | 4718.7258
2031 |  | Curtis Middle School | Curtis Middle School Reach-In Cooler 1130 | 1130 | FAC-S77 | 4250 | 4 | 4718.7258
2031 |  | Curtis Middle School | Curtis Middle School Steamer 1122 | 1122 | FAC-S78 | 8250 | 4 | 9159.8796
2031 |  | Curtis Middle School | Curtis Middle School Stovetop 1119 | 1119 | FAC-S79 | 3950 | 4 | 4385.6393
2031 |  | Curtis Middle School | Curtis Middle School Tilt Skillet 1120 | 1120 | FAC-S80 | 15800 | 4 | 17542.5572
2031 |  | Curtis Middle School | Curtis Middle School Walk-In Cooler 1113 | 1113 | FAC-S81 | 28000 | 4 | 31088.0761
2031 |  | Haynes Elementary School | Haynes Elementary School Kettle 1042 | 1042 | FAC-S82 | 12500 | 4 | 13878.6054
2031 |  | Haynes Elementary School | Haynes Elementary School Oven and Range Combo 1044 | 1044 | FAC-S82 | 4500 | 4 | 4996.2979
2031 |  | Haynes Elementary School | Haynes Elementary School Oven, Convection 1045 | 1045 | FAC-S82 | 4500 | 4 | 4996.2979
2031 |  | Haynes Elementary School | Haynes Elementary School Oven, Convection 1046 | 1046 | FAC-S82 | 4500 | 4 | 4996.2979
2031 |  | Haynes Elementary School | Haynes Elementary School Packaged Unit 1012 | 1012 | FAC-S82 | 10140 | 4 | 11258.3247
2031 |  | Haynes Elementary School | Haynes Elementary School Reach-In Cooler 1048 | 1048 | FAC-S82 | 4250 | 4 | 4718.7258
2031 |  | Haynes Elementary School | Haynes Elementary School Steamer 1041 | 1041 | FAC-S82 | 8250 | 4 | 9159.8796
2031 |  | Loring Elementary School | Loring Elementary School Boiler, Gas-Fired 1251 | 1251 | FAC-S83 | 100000 | 4 | 111028.8432
2031 |  | Loring Elementary School | Loring Elementary School Boiler, Gas-Fired 1252 | 1252 | FAC-S83 | 100000 | 4 | 111028.8432
2031 |  | Loring Elementary School | Loring Elementary School Buffet Unit 1260 | 1260 | FAC-S84 | 11300 | 4 | 12546.2593
2031 |  | Loring Elementary School | Loring Elementary School Buffet Unit 1261 | 1261 | FAC-S84 | 11300 | 4 | 12546.2593
2031 |  | Loring Elementary School | Loring Elementary School Buffet Unit 1262 | 1262 | FAC-S84 | 3000 | 4 | 3330.8653
2031 |  | Loring Elementary School | Loring Elementary School Buffet Unit 1263 | 1263 | FAC-S84 | 3000 | 4 | 3330.8653
2031 |  | Loring Elementary School | Loring Elementary School Eye Wash 1254 | 1254 | FAC-S85 | 850 | 4 | 943.7452
2031 |  | Loring Elementary School | Loring Elementary School Oven and Range Combo 1268 | 1268 | FAC-S86 | 4500 | 4 | 4996.2979
2031 |  | Loring Elementary School | Loring Elementary School Panel, Main Fire Alarm 1238 | 1238 | FAC-S87 | 5700 | 4 | 6328.6441
2031 |  | Loring Elementary School | Loring Elementary School Reach-In Cooler 001 | 1885 | FAC-S88 | 4250 | 4 | 4718.7258
2031 |  | Loring Elementary School | Loring Elementary School Warmer, Food 1259 | 1259 | FAC-S88 | 3000 | 4 | 3330.8653
2031 |  | Loring Elementary School | Loring Elementary School Water Heater, Gas 1249 | 1249 | FAC-S89 | 20200 | 4 | 22427.8263
2031 |  | Loring Elementary School | Loring Elementary School Water Heater, Gas 1250 | 1250 | FAC-S89 | 20200 | 4 | 22427.8263
2031 |  | Nixon Elementary School | Nixon Elementary School Buffet Unit 1447 | 1447 | FAC-S90 | 11300 | 4 | 12546.2593
2031 |  | Nixon Elementary School | Nixon Elementary School Dishwasher 1448 | 1448 | FAC-S90 | 7000 | 4 | 7772.019
2031 |  | Nixon Elementary School | Nixon Elementary School Mini Split tem 1388 | 1388 | FAC-S90 | 5100 | 4 | 5662.471
2031 |  | Nixon Elementary School | Nixon Elementary School Reach-In Freezer 1458 | 1458 | FAC-S90 | 4250 | 4 | 4718.7258
2031 |  | Peter Noyes Elementary School | Peter Noyes Elementary School Walk-In Cooler 184 | 184 | FAC-S91 | 28000 | 4 | 31088.0761
2031 |  | Haynes Elementary School | Haynes Elementary School Tilt Skillet 1043 | 1043 | FAC-S92 | 15800 | 4 | 17542.5572
2031 |  | Curtis Middle School | Curtis Middle School Walk-In Freezer 1112 | 1112 | FAC-S93 | 28000 | 4 | 31088.0761
2031 |  | Curtis Middle School | Curtis Middle School Warmer, Food 1118 | 1118 | FAC-S93 | 3000 | 4 | 3330.8653
2031 |  | Curtis Middle School | Curtis Middle School Warmer, Food 1126 | 1126 | FAC-S93 | 3000 | 4 | 3330.8653
2031 |  | Haynes Elementary School | Haynes Elementary School Walk-In Cooler 1051 | 1051 | FAC-S94 | 16000 | 4 | 17764.6149
2031 |  | Nixon Elementary School | Nixon Elementary School Steamer 1451 | 1451 | FAC-S95 | 8250 | 4 | 9159.8796
2031 |  | Haynes Elementary School | Haynes Elementary School Walk-In Freezer 1052 | 1052 | FAC-S96 | 16000 | 4 | 17764.6149
2031 |  | Nixon Elementary School | Nixon Elementary School Warmer, Food 1457 | 1457 | FAC-S97 | 3000 | 4 | 3330.8653
2032 |  | Peter Noyes Elementary School | Peter Noyes Elementary School Tilt Skillet 198 | 198 | FAC-S98 | 15800 | 5 | 18007.435
2032 |  | Curtis Middle School | Curtis Middle School Condensing Unit 1141 | 1141 | FAC-S99 | 8040 | 5 | 9163.277
2032 |  | Curtis Middle School | Curtis Middle School Condensing Unit 1145 | 1145 | FAC-S99 | 39840 | 5 | 45406.0892
2032 |  | Curtis Middle School | Curtis Middle School Condensing Unit 1168 | 1168 | FAC-S99 | 26520 | 5 | 30225.1377
2032 |  | Curtis Middle School | Curtis Middle School Condensing Unit 1170 | 1170 | FAC-S99 | 26520 | 5 | 30225.1377
2032 |  | Curtis Middle School | Curtis Middle School Condensing Unit 1175 | 1175 | FAC-S99 | 39840 | 5 | 45406.0892
2032 |  | Curtis Middle School | Curtis Middle School Condensing Unit 1188 | 1188 | FAC-S99 | 5520 | 5 | 6291.2051
2032 |  | Curtis Middle School | Curtis Middle School Oven, Convection 1116 | 1116 | FAC-S100 | 4500 | 5 | 5128.6998
2032 |  | Loring Elementary School | Loring Elementary School Dishwasher 1258 | 1258 | FAC-S101 | 35000 | 5 | 39889.8876
2032 |  | Loring Elementary School | Loring Elementary School Oven, Convection 1265 | 1265 | FAC-S101 | 4500 | 5 | 5128.6998
2032 |  | Loring Elementary School | Loring Elementary School Oven, Convection 1266 | 1266 | FAC-S101 | 4500 | 5 | 5128.6998
2032 |  | Loring Elementary School | Loring Elementary School Split tem (CRAC) 1280 | 1280 | FAC-S101 | 42600 | 5 | 48551.6918
2032 |  | Loring Elementary School | Loring Elementary School Steamer 1257 | 1257 | FAC-S101 | 8250 | 5 | 9402.6164
2032 |  | Loring Elementary School | Loring Elementary School Tilt Skillet 1256 | 1256 | FAC-S101 | 15800 | 5 | 18007.435
2032 |  | Loring Elementary School | Loring Elementary School Walk-In Cooler 1270 | 1270 | FAC-S101 | 16000 | 5 | 18235.3772
2032 |  | Loring Elementary School | Loring Elementary School Walk-In Freezer 1271 | 1271 | FAC-S101 | 16000 | 5 | 18235.3772
2032 |  | Peter Noyes Elementary School | Peter Noyes Elementary School Walk-In Freezer 204 | 204 | FAC-S102 | 28000 | 5 | 31911.9101
2032 |  | Loring Elementary School | Loring Elementary School Ceiling Finish Painted | 2502 | FAC-S103 | 76926.06 | 5 | 87673.4825
2032 |  | Haynes Elementary School | Haynes Elementary School Condensing Unit 1035 | 1035 | FAC-S104 | 8040 | 5 | 9163.277
2032 |  | Nixon Elementary School | Nixon Elementary School Ceiling Finish Painted | 2554 | FAC-S105 | 143820.65 | 5 | 163913.9876
2032 |  | Haynes Elementary School | Haynes Elementary School Ceiling Finish Painted | 2429 | FAC-S106 | 46898.8 | 5 | 53451.0818
2033 |  | Peter Noyes Elementary School | Peter Noyes Elementary School Roof Covering Single-ply Membrane | 2664 | FAC-S108 | 6347918.81 | 6 | 7426515.3959
2033 |  | Peter Noyes Elementary School | Peter Noyes Elementary School Grease Trap 001 | 1879 | FAC-S109 | 6500 | 6 | 7604.4372
2033 |  | Peter Noyes Elementary School | Peter Noyes Elementary School Grease Trap 002 | 1880 | FAC-S109 | 6500 | 6 | 7604.4372
2033 |  | Peter Noyes Elementary School | Peter Noyes Elementary School Pump, Sum 002 | 1884 | FAC-S109 | 900 | 6 | 1052.9221
2033 |  | Peter Noyes Elementary School | Peter Noyes Elementary School Pump, Sum 176 | 176 | FAC-S109 | 900 | 6 | 1052.9221
2033 |  | Haynes Elementary School | Haynes Elementary School Pump, Sum 1064 | 1064 | FAC-S110 | 900 | 6 | 1052.9221
2033 |  | Nixon Elementary School | Nixon Elementary School Pump, Sum 1461 | 1461 | FAC-S111 | 900 | 6 | 1052.9221
2034 |  | Loring Elementary School | Loring Elementary School Backflow Preventer 1274 | 1274 | FAC-S112 | 3900 | 7 | 4683.5729
2034 |  | Curtis Middle School | Curtis Middle School Emergency Lighting Exit Lighting | 2143 | FAC-S113 | 586838.8 | 7 | 704744.1772
2034 |  | Nixon Elementary School | Nixon Elementary School Roof Covering Single-ply Membrane 002 | 2582 | FAC-S114 | 909013.66 | 7 | 1091649.1614
2034 |  | Loring Elementary School | Loring Elementary School Playground Resurfacing |  | FAC-S214 | 315000 | 7 | 378288.5791
2035 |  | Curtis Middle School | Curtis Middle School Playground Resurfacing |  | FAC-S215 | 353000 | 8 | 435157.3617
2035 |  | Curtis Middle School | Curtis Middle School Backflow Preventer 1105 | 1105 | FAC-S115 | 4400 | 8 | 5424.0578
2035 |  | Curtis Middle School | Curtis Middle School Backflow Preventer 1107 | 1107 | FAC-S115 | 4400 | 8 | 5424.0578
2035 |  | Curtis Middle School | Curtis Middle School Elevator, Hydraulic 1094 | 1094 | FAC-S116 | 88925 | 8 | 109621.4402
2035 |  | Curtis Middle School | Curtis Middle School Exhaust Hood 1110 | 1110 | FAC-S117 | 30000 | 8 | 36982.212
2035 |  | Curtis Middle School | Curtis Middle School Exhaust Hood 1123 | 1123 | FAC-S117 | 30000 | 8 | 36982.212
2035 |  | Curtis Middle School | Curtis Middle School Fan, Exhaust 1140 | 1140 | FAC-S118 | 2220 | 8 | 2736.6837
2035 |  | Curtis Middle School | Curtis Middle School Fan, Exhaust 1147 | 1147 | FAC-S118 | 1980 | 8 | 2440.826
2035 |  | Curtis Middle School | Curtis Middle School Fan, Exhaust 1155 | 1155 | FAC-S118 | 2220 | 8 | 2736.6837
2035 |  | Curtis Middle School | Curtis Middle School Fan, Exhaust 1163 | 1163 | FAC-S118 | 1980 | 8 | 2440.826
2035 |  | Curtis Middle School | Curtis Middle School Fan, Exhaust 1171 | 1171 | FAC-S118 | 1740 | 8 | 2144.9683
2035 |  | Curtis Middle School | Curtis Middle School Fan, Exhaust 1173 | 1173 | FAC-S118 | 1740 | 8 | 2144.9683
2035 |  | Curtis Middle School | Curtis Middle School Fan, Exhaust 1192 | 1192 | FAC-S118 | 2220 | 8 | 2736.6837
2035 |  | Curtis Middle School | Curtis Middle School Fan, Exhaust 1200 | 1200 | FAC-S118 | 2220 | 8 | 2736.6837
2035 |  | Curtis Middle School | Curtis Middle School Fire Suppression tem, Wet 1091 | 1091 | FAC-S119 | 5700 | 8 | 7026.6203
2035 |  | Curtis Middle School | Curtis Middle School Grease Trap 001 | 1874 | FAC-S120 | 6500 | 8 | 8012.8126
2035 |  | Curtis Middle School | Curtis Middle School Pump, Sum 1095 | 1095 | FAC-S121 | 900 | 8 | 1109.4664
2035 |  | Curtis Middle School | Curtis Middle School Unit Heater, Electric 1097 | 1097 | FAC-S121 | 1920 | 8 | 2366.8616
2035 |  | Haynes Elementary School | Haynes Elementary School Backflow Preventer 1069 | 1069 | FAC-S122 | 6850 | 8 | 8444.2718
2035 |  | Loring Elementary School | Loring Elementary School Backflow Preventer 1277 | 1277 | FAC-S124 | 4400 | 8 | 5424.0578
2035 |  | Loring Elementary School | Loring Elementary School Exhaust Hood 1255 | 1255 | FAC-S125 | 30000 | 8 | 36982.212
2035 |  | Loring Elementary School | Loring Elementary School Exhaust Hood 1264 | 1264 | FAC-S125 | 30000 | 8 | 36982.212
2035 |  | Loring Elementary School | Loring Elementary School Fire Suppression tem, Wet 1269 | 1269 | FAC-S126 | 5700 | 8 | 7026.6203
2035 |  | Nixon Elementary School | Nixon Elementary School Backflow Preventer 1462 | 1462 | FAC-S127 | 3900 | 8 | 4807.6876
2035 |  | Nixon Elementary School | Nixon Elementary School Backflow Preventer 1467 | 1467 | FAC-S127 | 4400 | 8 | 5424.0578
2035 |  | Nixon Elementary School | Nixon Elementary School Exhaust Hood 1452 | 1452 | FAC-S128 | 20000 | 8 | 24654.808
2035 |  | Nixon Elementary School | Nixon Elementary School Exhaust Hood 1453 | 1453 | FAC-S128 | 20000 | 8 | 24654.808
2035 |  | Peter Noyes Elementary School | Peter Noyes Elementary School Elevator, Hydraulic 207 | 207 | FAC-S129 | 95850 | 8 | 118158.1675
2035 |  | Peter Noyes Elementary School | Peter Noyes Elementary School Emergency Generator 218 | 218 | FAC-S130 | 13900 | 8 | 17135.0916
2035 |  | Peter Noyes Elementary School | Peter Noyes Elementary School Exhaust Hood 193 | 193 | FAC-S131 | 20000 | 8 | 24654.808
2035 |  | Peter Noyes Elementary School | Peter Noyes Elementary School Exhaust Hood 194 | 194 | FAC-S131 | 20000 | 8 | 24654.808
2035 |  | Peter Noyes Elementary School | Peter Noyes Elementary School Fan, Exhaust 232 | 232 | FAC-S132 | 3660 | 8 | 4511.8299
2035 |  | Peter Noyes Elementary School | Peter Noyes Elementary School Fan, Exhaust 234 | 234 | FAC-S132 | 3180 | 8 | 3920.1145
2035 |  | Peter Noyes Elementary School | Peter Noyes Elementary School Fan, Exhaust 235 | 235 | FAC-S132 | 3660 | 8 | 4511.8299
2035 |  | Peter Noyes Elementary School | Peter Noyes Elementary School Fan, Exhaust 245 | 245 | FAC-S132 | 3180 | 8 | 3920.1145
2035 |  | Peter Noyes Elementary School | Peter Noyes Elementary School Fan, Exhaust 250 | 250 | FAC-S132 | 3180 | 8 | 3920.1145
2035 |  | Peter Noyes Elementary School | Peter Noyes Elementary School Fan, Exhaust 251 | 251 | FAC-S132 | 1980 | 8 | 2440.826
2035 |  | Peter Noyes Elementary School | Peter Noyes Elementary School Fan, Exhaust 252 | 252 | FAC-S132 | 1980 | 8 | 2440.826
2035 |  | Peter Noyes Elementary School | Peter Noyes Elementary School Grease Trap 003 | 1881 | FAC-S133 | 6500 | 8 | 8012.8126
2035 |  | Curtis Middle School | Curtis Middle School Fittings Casework | 2150 | FAC-S134 | 232692.64 | 8 | 286849.6185
2035 |  | Haynes Elementary School | Haynes Elementary School Grease Trap 001 | 1876 | FAC-S135 | 6500 | 8 | 8012.8126
2035 |  | Nixon Elementary School | Nixon Elementary School Fan, Exhaust 1436 | 1436 | FAC-S136 | 3180 | 8 | 3920.1145
2035 |  | Nixon Elementary School | Nixon Elementary School Fan, Exhaust 1438 | 1438 | FAC-S136 | 3660 | 8 | 4511.8299
2035 |  | Nixon Elementary School | Nixon Elementary School Emergency Lighting Exit Lighting | 2560 | FAC-S137 | 231353.78 | 8 | 285199.1516
2035 |  | Peter Noyes Elementary School | Peter Noyes Elementary School Fittings Casework | 2652 | FAC-S138 | 136703.97 | 8 | 168520.5069
2035 |  | Peter Noyes Elementary School | Peter Noyes Elementary School Floor Finish Ceramic Tile | 2655 | FAC-S139 | 152753.68 | 8 | 188305.6328
2035 |  | Haynes Elementary School | Haynes Elementary School Fittings Casework | 2441 | FAC-S140 | 101696.15 | 8 | 125364.9528
2035 |  | Nixon Elementary School | Nixon Elementary School Fittings Casework | 2567 | FAC-S141 | 9174.46 | 8 | 11309.7275
2035 |  | Nixon Elementary School | Nixon Elementary School Roof Covering Asphalt Shingle | 2580 | FAC-S142 | 64293.19 | 8 | 79256.8129
2036 |  | Curtis Middle School | Curtis Middle School Air Handling Unit 1136 | 1136 | FAC-S143 | 42000 | 9 | 53147.1369
2036 |  | Curtis Middle School | Curtis Middle School Air Handling Unit 1139 | 1139 | FAC-S143 | 87000 | 9 | 110090.4979
2036 |  | Curtis Middle School | Curtis Middle School Air Handling Unit 1143 | 1143 | FAC-S143 | 42000 | 9 | 53147.1369
2036 |  | Curtis Middle School | Curtis Middle School Air Handling Unit 1144 | 1144 | FAC-S143 | 127920 | 9 | 161870.9942
2036 |  | Curtis Middle School | Curtis Middle School Air Handling Unit 1161 | 1161 | FAC-S143 | 60960 | 9 | 77139.273
2036 |  | Curtis Middle School | Curtis Middle School Air Handling Unit 1164 | 1164 | FAC-S143 | 60960 | 9 | 77139.273
2036 |  | Curtis Middle School | Curtis Middle School Air Handling Unit 1167 | 1167 | FAC-S143 | 104760 | 9 | 132564.1444
2036 |  | Curtis Middle School | Curtis Middle School Air Handling Unit 1169 | 1169 | FAC-S143 | 87000 | 9 | 110090.4979
2036 |  | Curtis Middle School | Curtis Middle School Air Handling Unit 1199 | 1199 | FAC-S143 | 34320 | 9 | 43428.8033
2036 |  | Curtis Middle School | Curtis Middle School Buffet Unit 1131 | 1131 | FAC-S144 | 8300 | 9 | 10502.8866
2036 |  | Curtis Middle School | Curtis Middle School Buffet Unit 1132 | 1132 | FAC-S144 | 8300 | 9 | 10502.8866
2036 |  | Curtis Middle School | Curtis Middle School Condensing Unit 1158 | 1158 | FAC-S145 | 3000 | 9 | 3796.2241
2036 |  | Curtis Middle School | Curtis Middle School Energy Recovery Unit 1137 | 1137 | FAC-S146 | 24240 | 9 | 30673.4905
2036 |  | Curtis Middle School | Curtis Middle School Energy Recovery Unit 1146 | 1146 | FAC-S146 | 24240 | 9 | 30673.4905
2036 |  | Curtis Middle School | Curtis Middle School Energy Recovery Unit 1193 | 1193 | FAC-S146 | 24240 | 9 | 30673.4905
2036 |  | Curtis Middle School | Curtis Middle School Fan, Exhaust 1154 | 1154 | FAC-S147 | 4920 | 9 | 6225.8075
2036 |  | Curtis Middle School | Curtis Middle School Fan, Exhaust 1162 | 1162 | FAC-S147 | 4920 | 9 | 6225.8075
2036 |  | Curtis Middle School | Curtis Middle School Fan, Exhaust 1174 | 1174 | FAC-S147 | 4920 | 9 | 6225.8075
2036 |  | Curtis Middle School | Curtis Middle School Fan, Exhaust 1178 | 1178 | FAC-S147 | 4920 | 9 | 6225.8075
2036 |  | Curtis Middle School | Curtis Middle School Fan, Exhaust 1179 | 1179 | FAC-S147 | 4920 | 9 | 6225.8075
2036 |  | Curtis Middle School | Curtis Middle School Fan, Exhaust 1189 | 1189 | FAC-S147 | 4920 | 9 | 6225.8075
2036 |  | Curtis Middle School | Curtis Middle School Fan, Exhaust 1191 | 1191 | FAC-S147 | 4920 | 9 | 6225.8075
2036 |  | Curtis Middle School | Curtis Middle School Fan, Exhaust 1195 | 1195 | FAC-S147 | 4920 | 9 | 6225.8075
2036 |  | Curtis Middle School | Curtis Middle School Fan, Exhaust 1198 | 1198 | FAC-S147 | 4920 | 9 | 6225.8075
2036 |  | Curtis Middle School | Curtis Middle School Mini Split tem 1172 | 1172 | FAC-S148 | 5100 | 9 | 6453.5809
2036 |  | Curtis Middle School | Curtis Middle School Warmer, Food 1128 | 1128 | FAC-S149 | 2450 | 9 | 3100.2497
2036 |  | Curtis Middle School | Curtis Middle School Water Heater, Tank s 1108 | 1108 | FAC-S150 | 2750 | 9 | 3479.8721
2036 |  | Haynes Elementary School | Haynes Elementary School Buffet Unit 1039 | 1039 | FAC-S151 | 11300 | 9 | 14299.1106
2036 |  | Haynes Elementary School | Haynes Elementary School Dishwasher 1047 | 1047 | FAC-S151 | 35000 | 9 | 44289.2808
2036 |  | Haynes Elementary School | Haynes Elementary School Mixer 1049 | 1049 | FAC-S151 | 8000 | 9 | 10123.2642
2036 |  | Haynes Elementary School | Haynes Elementary School Warmer, Food 1038 | 1038 | FAC-S151 | 3000 | 9 | 3796.2241
2036 |  | Haynes Elementary School | Haynes Elementary School Water Heater, Tank s 1065 | 1065 | FAC-S151 | 2750 | 9 | 3479.8721
2036 |  | Loring Elementary School | Loring Elementary School Oven, Convection 1267 | 1267 | FAC-S152 | 4500 | 9 | 5694.3361
2036 |  | Loring Elementary School | Loring Elementary School Pump, Hot Water Circulation 1245 | 1245 | FAC-S153 | 13200 | 9 | 16703.3859
2036 |  | Loring Elementary School | Loring Elementary School Pump, Hot Water Circulation 1247 | 1247 | FAC-S153 | 31800 | 9 | 40239.9751
2036 |  | Loring Elementary School | Loring Elementary School Reach-In Cooler 002 | 1886 | FAC-S154 | 4250 | 9 | 5377.9841
2036 |  | Nixon Elementary School | Nixon Elementary School Buffet Unit 1445 | 1445 | FAC-S155 | 11300 | 9 | 14299.1106
2036 |  | Nixon Elementary School | Nixon Elementary School Buffet Unit 1446 | 1446 | FAC-S155 | 11300 | 9 | 14299.1106
2036 |  | Nixon Elementary School | Nixon Elementary School Oven and Range Combo 1456 | 1456 | FAC-S155 | 5500 | 9 | 6959.7441
2036 |  | Nixon Elementary School | Nixon Elementary School Oven, Convection 1449 | 1449 | FAC-S155 | 4500 | 9 | 5694.3361
2036 |  | Nixon Elementary School | Nixon Elementary School Oven, Convection 1454 | 1454 | FAC-S155 | 4500 | 9 | 5694.3361
2036 |  | Nixon Elementary School | Nixon Elementary School Oven, Convection 1455 | 1455 | FAC-S155 | 4500 | 9 | 5694.3361
2036 |  | Nixon Elementary School | Nixon Elementary School Panel, Main Fire Alarm 1476 | 1476 | FAC-S155 | 5700 | 9 | 7212.8257
2036 |  | Nixon Elementary School | Nixon Elementary School Reach-In Freezer 1450 | 1450 | FAC-S155 | 4250 | 9 | 5377.9841
2036 |  | Nixon Elementary School | Nixon Elementary School Warmer, Food 1459 | 1459 | FAC-S155 | 3000 | 9 | 3796.2241
2036 |  | Peter Noyes Elementary School | Peter Noyes Elementary School Air Handling Unit 182 | 182 | FAC-S156 | 26760 | 9 | 33862.3187
2036 |  | Peter Noyes Elementary School | Peter Noyes Elementary School Air Handling Unit 183 | 183 | FAC-S156 | 26760 | 9 | 33862.3187
2036 |  | Peter Noyes Elementary School | Peter Noyes Elementary School Buffet Unit 189 | 189 | FAC-S157 | 11300 | 9 | 14299.1106
2036 |  | Peter Noyes Elementary School | Peter Noyes Elementary School Buffet Unit 190 | 190 | FAC-S157 | 3300 | 9 | 4175.8465
2036 |  | Peter Noyes Elementary School | Peter Noyes Elementary School Buffet Unit 191 | 191 | FAC-S157 | 11300 | 9 | 14299.1106
2036 |  | Peter Noyes Elementary School | Peter Noyes Elementary School Fan, Exhaust 231 | 231 | FAC-S157 | 4920 | 9 | 6225.8075
2036 |  | Peter Noyes Elementary School | Peter Noyes Elementary School Fan, Exhaust 240 | 240 | FAC-S157 | 3660 | 9 | 4631.3934
2036 |  | Peter Noyes Elementary School | Peter Noyes Elementary School Fan, Exhaust 241 | 241 | FAC-S157 | 3660 | 9 | 4631.3934
2036 |  | Peter Noyes Elementary School | Peter Noyes Elementary School Oven and Range Combo 196 | 196 | FAC-S157 | 6300 | 9 | 7972.0705
2036 |  | Peter Noyes Elementary School | Peter Noyes Elementary School Oven, Convection 185 | 185 | FAC-S157 | 4500 | 9 | 5694.3361
2036 |  | Peter Noyes Elementary School | Peter Noyes Elementary School Oven, Convection 186 | 186 | FAC-S157 | 4500 | 9 | 5694.3361
2036 |  | Peter Noyes Elementary School | Peter Noyes Elementary School Oven, Convection 202 | 202 | FAC-S157 | 4500 | 9 | 5694.3361
2036 |  | Peter Noyes Elementary School | Peter Noyes Elementary School Panel, Main Fire Alarm 227 | 227 | FAC-S157 | 5700 | 9 | 7212.8257
2036 |  | Peter Noyes Elementary School | Peter Noyes Elementary School Steamer 201 | 201 | FAC-S157 | 13500 | 9 | 17083.0083
2036 |  | Peter Noyes Elementary School | Peter Noyes Elementary School Warmer, Food 195 | 195 | FAC-S157 | 3000 | 9 | 3796.2241
2036 |  | Peter Noyes Elementary School | Peter Noyes Elementary School Pump, Hot Water Circulation 220 | 220 | FAC-S158 | 18960 | 9 | 23992.1361
2036 |  | Peter Noyes Elementary School | Peter Noyes Elementary School Pump, Hot Water Circulation 222 | 222 | FAC-S158 | 18960 | 9 | 23992.1361
2036 |  | Peter Noyes Elementary School | Peter Noyes Elementary School Water Heater, Gas 214 | 214 | FAC-S158 | 16650 | 9 | 21069.0436
2036 |  | Loring Elementary School | Loring Elementary School Emergency Lighting Exit Lighting | 2507 | FAC-S159 | 318735.02 | 9 | 403329.8512
2036 |  | Haynes Elementary School | Haynes Elementary School Water Heater, Tank s 1066 | 1066 | FAC-S160 | 2750 | 9 | 3479.8721
2036 |  | Nixon Elementary School | Nixon Elementary School Water Heater, Tank s 1468 | 1468 | FAC-S161 | 2750 | 9 | 3479.8721
2036 |  | Nixon Elementary School | Nixon Elementary School Water Heater, Tank s 1469 | 1469 | FAC-S161 | 2750 | 9 | 3479.8721
2037 |  | Curtis Middle School | Curtis Middle School Dishwasher 1134 | 1134 | FAC-S162 | 35000 | 10 | 45462.9467
2037 |  | Curtis Middle School | Curtis Middle School Water Heater, Tank s 1059 | 1059 | FAC-S163 | 2750 | 10 | 3572.0887
2037 |  | Loring Elementary School | Loring Elementary School Condensing Unit 1284 | 1284 | FAC-S164 | 26520 | 10 | 34447.9242
2037 |  | Peter Noyes Elementary School | Peter Noyes Elementary School Condensing Unit 247 | 247 | FAC-S165 | 14640 | 10 | 19016.5011
2037 |  | Peter Noyes Elementary School | Peter Noyes Elementary School Condensing Unit 256 | 256 | FAC-S165 | 14640 | 10 | 19016.5011
2037 |  | Peter Noyes Elementary School | Peter Noyes Elementary School Dishwasher 203 | 203 | FAC-S166 | 35000 | 10 | 45462.9467
2037 |  | Curtis Middle School | Curtis Middle School Floor Finish Porcelain Tile | 2156 | FAC-S167 | 176928.75 | 10 | 229820.0667
2037 |  | Curtis Middle School | Curtis Middle School Int Wall Finish Painted | 2161 | FAC-S168 | 386263.47 | 10 | 501733.5873
2037 |  | Haynes Elementary School | Haynes Elementary School Int Wall Finish Painted | 2449 | FAC-S169 | 140696.41 | 10 | 182756.3826
2037 |  | Loring Elementary School | Loring Elementary School Int Wall Finish Painted | 2521 | FAC-S170 | 233106.17 | 10 | 302791.2396
2037 |  | Peter Noyes Elementary School | Peter Noyes Elementary School Int Wall Finish Painted | 2660 | FAC-S171 | 252137.83 | 10 | 327512.2494
2037 |  | Nixon Elementary School | Nixon Elementary School Int Wall Finish Painted | 2574 | FAC-S172 | 169199.92 | 10 | 219780.7699
2038 |  | Nixon Elementary School | Nixon Elementary School Fan, Exhaust 1383 | 1383 | FAC-S173 | 2220 | 11 | 2960.0665
2038 |  | Nixon Elementary School | Nixon Elementary School Grease Trap 002 | 1878 | FAC-S173 | 6500 | 11 | 8666.8613
2038 |  | Peter Noyes Elementary School | Peter Noyes Elementary School Fan, Exhaust 254 | 254 | FAC-S173 | 1980 | 11 | 2640.0593
2038 |  | Peter Noyes Elementary School | Peter Noyes Elementary School Pump, Hot Water Circulation 221 | 221 | FAC-S174 | 18960 | 11 | 25280.5678
2038 |  | Loring Elementary School | Loring Elementary School Domestic Water Distribution | 2506 | FAC-S175 | 447180.69 | 11 | 596254.3116
2038 |  | Nixon Elementary School | Nixon Elementary School Exterior Windows Single-Pane | 2566 | FAC-S176 | 476520.42 | 11 | 635374.8302
2038 |  | Peter Noyes Elementary School | Peter Noyes Elementary School Domestic Water Distribution | 2645 | FAC-S177 | 483691.47 | 11 | 644936.445
2039 |  | Curtis Middle School | Curtis Middle School Fan, Exhaust 1142 | 1142 | FAC-S178 | 2220 | 12 | 3038.5082
2039 |  | Curtis Middle School | Curtis Middle School Fan, Exhaust 1156 | 1156 | FAC-S178 | 1740 | 12 | 2381.5335
2039 |  | Curtis Middle School | Curtis Middle School Fan, Exhaust 1160 | 1160 | FAC-S178 | 1740 | 12 | 2381.5335
2039 |  | Curtis Middle School | Curtis Middle School Fan, Exhaust 1166 | 1166 | FAC-S178 | 1980 | 12 | 2710.0209
2039 |  | Curtis Middle School | Curtis Middle School Fan, Exhaust 1177 | 1177 | FAC-S178 | 2220 | 12 | 3038.5082
2039 |  | Curtis Middle School | Curtis Middle School Fan, Exhaust 1180 | 1180 | FAC-S178 | 4920 | 12 | 6733.9912
2039 |  | Curtis Middle School | Curtis Middle School Fan, Exhaust 1181 | 1181 | FAC-S178 | 3660 | 12 | 5009.4325
2039 |  | Curtis Middle School | Curtis Middle School Fan, Exhaust 1190 | 1190 | FAC-S178 | 4920 | 12 | 6733.9912
2039 |  | Curtis Middle School | Curtis Middle School Fan, Exhaust 1197 | 1197 | FAC-S178 | 4920 | 12 | 6733.9912
2039 |  | Curtis Middle School | Curtis Middle School Mini Split tem 1151 | 1151 | FAC-S178 | 5100 | 12 | 6980.3568
2039 |  | Curtis Middle School | Curtis Middle School Mini Split tem 1153 | 1153 | FAC-S178 | 5100 | 12 | 6980.3568
2039 |  | Curtis Middle School | Curtis Middle School Mini Split tem 1157 | 1157 | FAC-S178 | 5100 | 12 | 6980.3568
2039 |  | Haynes Elementary School | Haynes Elementary School Backflow Preventer 1063 | 1063 | FAC-S179 | 3900 | 12 | 5337.9199
2039 |  | Haynes Elementary School | Haynes Elementary School Mini Split tem 1036 | 1036 | FAC-S179 | 5100 | 12 | 6980.3568
2039 |  | Haynes Elementary School | Haynes Elementary School Pump, Sump 1072 | 1072 | FAC-S179 | 900 | 12 | 1231.8277
2039 |  | Nixon Elementary School | Nixon Elementary School Fan, Exhaust 1381 | 1381 | FAC-S179-1 | 2700 | 12 | 3695.483
2039 |  | Nixon Elementary School | Nixon Elementary School Fan, Exhaust 1382 | 1382 | FAC-S179-1 | 2700 | 12 | 3695.483
2039 |  | Nixon Elementary School | Nixon Elementary School Fan, Exhaust 1384 | 1384 | FAC-S179-1 | 2220 | 12 | 3038.5082
2039 |  | Nixon Elementary School | Nixon Elementary School Fan, Exhaust 1395 | 1395 | FAC-S179-1 | 2220 | 12 | 3038.5082
2039 |  | Nixon Elementary School | Nixon Elementary School Fire Suppression tem, Wet 1443 | 1443 | FAC-S179-1 | 5700 | 12 | 7801.5752
2039 |  | Nixon Elementary School | Nixon Elementary School Grease Trap 001 | 1877 | FAC-S179-1 | 6500 | 12 | 8896.5331
2039 |  | Nixon Elementary School | Nixon Elementary School Unit Heater, Hydronic 1460 | 1460 | FAC-S179-1 | 5100 | 12 | 6980.3568
2039 |  | Nixon Elementary School | Nixon Elementary School Unit Heater, Hydronic 1474 | 1474 | FAC-S179-1 | 5100 | 12 | 6980.3568
2039 |  | Peter Noyes Elementary School | Peter Noyes Elementary School Air Handling Unit 170 | 170 | FAC-S180 | 33120 | 12 | 45331.2581
2039 |  | Peter Noyes Elementary School | Peter Noyes Elementary School Air Handling Unit 171 | 171 | FAC-S180 | 33120 | 12 | 45331.2581
2039 |  | Peter Noyes Elementary School | Peter Noyes Elementary School Backflow Preventer 177 | 177 | FAC-S181 | 4400 | 12 | 6022.2686
2039 |  | Peter Noyes Elementary School | Peter Noyes Elementary School Backflow Preventer 219 | 219 | FAC-S181 | 3900 | 12 | 5337.9199
2039 |  | Peter Noyes Elementary School | Peter Noyes Elementary School Fan, Exhaust 233 | 233 | FAC-S182 | 3660 | 12 | 5009.4325
2039 |  | Peter Noyes Elementary School | Peter Noyes Elementary School Fan, Exhaust 236 | 236 | FAC-S182 | 2220 | 12 | 3038.5082
2039 |  | Peter Noyes Elementary School | Peter Noyes Elementary School Fan, Exhaust 238 | 238 | FAC-S182 | 2220 | 12 | 3038.5082
2039 |  | Peter Noyes Elementary School | Peter Noyes Elementary School Fan, Exhaust 239 | 239 | FAC-S182 | 3660 | 12 | 5009.4325
2039 |  | Peter Noyes Elementary School | Peter Noyes Elementary School Fan, Exhaust 242 | 242 | FAC-S182 | 1980 | 12 | 2710.0209
2039 |  | Peter Noyes Elementary School | Peter Noyes Elementary School Fan, Exhaust 249 | 249 | FAC-S182 | 2220 | 12 | 3038.5082
2039 |  | Peter Noyes Elementary School | Peter Noyes Elementary School Fan, Exhaust 253 | 253 | FAC-S182 | 2220 | 12 | 3038.5082
2039 |  | Peter Noyes Elementary School | Peter Noyes Elementary School Fan, Exhaust 255 | 255 | FAC-S182 | 2220 | 12 | 3038.5082
2039 |  | Peter Noyes Elementary School | Peter Noyes Elementary School Fire Suppression tem, Wet 199 | 199 | FAC-S183 | 5700 | 12 | 7801.5752
2039 |  | Peter Noyes Elementary School | Peter Noyes Elementary School Pump, Hot Water Circulation 212 | 212 | FAC-S184 | 13200 | 12 | 18066.8058
2039 |  | Peter Noyes Elementary School | Peter Noyes Elementary School Unit Ventilator 172 | 172 | FAC-S185 | 7260 | 12 | 9936.7432
2039 |  | Curtis Middle School | Curtis Middle School Domestic Water Distribution | 2142 | FAC-S186 | 1281701.89 | 12 | 1754262.0534
2040 |  | Curtis Middle School | Curtis Middle School Building Automation tem 1096 | 1096 | FAC-S187 | 12000 | 13 | 16859.6147
2040 |  | Curtis Middle School | Curtis Middle School Condensing Unit 1138 | 1138 | FAC-S188 | 9480 | 13 | 13319.0956
2040 |  | Curtis Middle School | Curtis Middle School Condensing Unit 1159 | 1159 | FAC-S188 | 3000 | 13 | 4214.9037
2040 |  | Curtis Middle School | Curtis Middle School Heated Well 1129 | 1129 | FAC-S189 | 2400 | 13 | 3371.9229
2040 |  | Curtis Middle School | Curtis Middle School Heated Well 1133 | 1133 | FAC-S189 | 2400 | 13 | 3371.9229
2040 |  | Haynes Elementary School | Haynes Elementary School Condensing Unit 986 | 986 | FAC-S190 | 3000 | 13 | 4214.9037
2040 |  | Haynes Elementary School | Haynes Elementary School Condensing Unit 987 | 987 | FAC-S190 | 3000 | 13 | 4214.9037
2040 |  | Haynes Elementary School | Haynes Elementary School Heated Well 1040 | 1040 | FAC-S191 | 2400 | 13 | 3371.9229
2040 |  | Haynes Elementary School | Haynes Elementary School Pump & VFD, Hot Water Circulation 1057 | 1057 | FAC-S192 | 75000 | 13 | 105372.5916
2040 |  | Haynes Elementary School | Haynes Elementary School Pump & VFD, Hot Water Circulation 1058 | 1058 | FAC-S192 | 75000 | 13 | 105372.5916
2040 |  | Loring Elementary School | Loring Elementary School Building Automation tem 116 | 116 | FAC-S193 | 12000 | 13 | 16859.6147
2040 |  | Loring Elementary School | Loring Elementary School Condensing Unit 1278 | 1278 | FAC-S194 | 3000 | 13 | 4214.9037
2040 |  | Loring Elementary School | Loring Elementary School Condensing Unit 1302 | 1302 | FAC-S194 | 3000 | 13 | 4214.9037
2040 |  | Nixon Elementary School | Nixon Elementary School Condensing Unit 1391 | 1391 | FAC-S194-1 | 8040 | 13 | 11295.9418
2040 |  | Nixon Elementary School | Nixon Elementary School Condensing Unit 1434 | 1434 | FAC-S194-1 | 3000 | 13 | 4214.9037
2040 |  | Nixon Elementary School | Nixon Elementary School Fan, Exhaust 1389 | 1389 | FAC-S195 | 2700 | 13 | 3793.4133
2040 |  | Nixon Elementary School | Nixon Elementary School Fan, Exhaust 1393 | 1393 | FAC-S195 | 2700 | 13 | 3793.4133
2040 |  | Nixon Elementary School | Nixon Elementary School Fan, Exhaust 1399 | 1399 | FAC-S195 | 4920 | 13 | 6912.442
2040 |  | Nixon Elementary School | Nixon Elementary School Fan, Exhaust 1400 | 1400 | FAC-S195 | 2700 | 13 | 3793.4133
2040 |  | Nixon Elementary School | Nixon Elementary School Fan, Exhaust 1430 | 1430 | FAC-S195 | 2700 | 13 | 3793.4133
2040 |  | Nixon Elementary School | Nixon Elementary School Fan, Exhaust 1433 | 1433 | FAC-S195 | 2700 | 13 | 3793.4133
2040 |  | Nixon Elementary School | Nixon Elementary School Fan, Exhaust 1437 | 1437 | FAC-S195 | 2700 | 13 | 3793.4133
2040 |  | Nixon Elementary School | Nixon Elementary School Mini Split tem 1387 | 1387 | FAC-S195 | 5100 | 13 | 7165.3362
2040 |  | Peter Noyes Elementary School | Peter Noyes Elementary School Building Automation tem 215 | 215 | FAC-S196 | 12000 | 13 | 16859.6147
2040 |  | Peter Noyes Elementary School | Peter Noyes Elementary School Condensing Unit 228 | 228 | FAC-S197 | 3000 | 13 | 4214.9037
2040 |  | Peter Noyes Elementary School | Peter Noyes Elementary School Condensing Unit 229 | 229 | FAC-S197 | 3000 | 13 | 4214.9037
2040 |  | Peter Noyes Elementary School | Peter Noyes Elementary School Fan, Exhaust 237 | 237 | FAC-S198 | 2700 | 13 | 3793.4133
2040 |  | Peter Noyes Elementary School | Peter Noyes Elementary School Fan, Exhaust 243 | 243 | FAC-S198 | 2700 | 13 | 3793.4133
2040 |  | Peter Noyes Elementary School | Peter Noyes Elementary School Fan, Exhaust 248 | 248 | FAC-S198 | 2700 | 13 | 3793.4133
2040 |  | Peter Noyes Elementary School | Peter Noyes Elementary School Mini Split tem 173 | 173 | FAC-S198 | 5100 | 13 | 7165.3362
2040 |  | Peter Noyes Elementary School | Peter Noyes Elementary School Mini Split tem 174 | 174 | FAC-S198 | 5100 | 13 | 7165.3362
2040 |  | Peter Noyes Elementary School | Peter Noyes Elementary School Packaged Unit 244 | 244 | FAC-S198 | 10140 | 13 | 14246.3744
2040 |  | Peter Noyes Elementary School | Peter Noyes Elementary School Packaged Unit 246 | 246 | FAC-S198 | 10140 | 13 | 14246.3744
2040 |  | Peter Noyes Elementary School | Peter Noyes Elementary School Pump, Hot Water Circulation 211 | 211 | FAC-S198 | 4680 | 13 | 6575.2497
2040 |  | Peter Noyes Elementary School | Peter Noyes Elementary School Pump, Hot Water Circulation 213 | 213 | FAC-S198 | 4680 | 13 | 6575.2497
2040 |  | Haynes Elementary School | Haynes Elementary School Domestic Water Distribution | 2433 | FAC-S199 | 359873.01 | 13 | 505610.0229
2040 |  | Haynes Elementary School | Haynes Elementary School Lighting Metal | 2455 | FAC-S200 | 263151.02 | 13 | 369718.7329
2040 |  | Loring Elementary School | Loring Elementary School Roof Covering Standing Seam Metal | 2527 | FAC-S201 | 282564.81 | 13 | 396994.4844
2040 |  | Nixon Elementary School | Nixon Elementary School Domestic Water Distribution | 2559 | FAC-S202 | 324586.98 | 13 | 456034.2838
[5 empty] | Total Facilities School | 57399706.08 |  | 63411355.606
[6 empty] | Total Check Capital Plan |  | 63411355.606
[6 empty] | Fiscal Year |  | Future Cost
[6 empty] | 2027 |  | 12656908
[6 empty] | 2028 |  | 10216119.7124
[6 empty] | 2029 |  | 4719672.3937
[6 empty] | 2030 |  | 1939277.5285
[6 empty] | 2031 |  | 11436675.2574
[6 empty] | 2032 |  | 698546.5948
[6 empty] | 2033 |  | 7445935.9586
[6 empty] | 2034 |  | 2179365.4906
[6 empty] | 2035 |  | 2202158.6637
[6 empty] | 2036 |  | 1869494.856
[6 empty] | 2037 |  | 1931373.204
[6 empty] | 2038 |  | 1916113.1417
[6 empty] | 2039 |  | 2037390.799
[6 empty] | 2040 |  | 2162324.0054
[6 empty] | 2041 |  | 0
[6 empty] | Total Fiscal Year |  | 63411355.606

## Town Facilities
Town Facilities Capital Projects
Estimated costs are order of magnitude and include design estimated costs
Current FY | 2027
Inflation Rate | 2.65%
Yr / FY | Move from Year | Building | Asset Name | Asset Type | Fac Code | Estimated Cost | Yrs. | Future Cost | Notes
2027 |  | DPW Rear Building Garage & Offices | DPWG Communications and Security Fire Alarm | 2205 | FAC-T2 | 132000 | 0 | 132000
2027 |  | DPW Building Administration Offices | DPWA Communications and Security Fire Alarm - Design | 2175 | FAC-T2 | 0 | 0 | 0
2027 |  | DPW Building Administration Offices | DPWA Panel, Main Fire Alarm | 1370 | FAC-T2 | 0 | 0 | 0
2027 |  | Town Hall | TH Emergency Generator | 1486 | FAC-T3 | 51829.9 | 0 | 51829.9 | Grant Funded
2027 |  | DPW Building Administration Offices | DPWA Air Handling Unit | 1362 | FAC-T6 | 16080 | 0 | 16080
2027 |  | DPW Building Administration Offices | DPWA Floor Finishes Concrete | 2186 | FAC-T8 | 2200000 | 0 | 2200000
2027 |  | DPW Building Administration Offices | DPWA Fan, Exhaust | 1352 | FAC-T10 | 1980 | 0 | 1980
2027 |  | DPW Building Administration Offices | DPWA Fan, Exhaust | 1353 | FAC-T10 | 1980 | 0 | 1980
2027 |  | DPW Building Administration Offices | DPWA Fan, Exhaust | 1357 | FAC-T10 | 1740 | 0 | 1740
2027 |  | DPW Building Administration Offices | DPWA Fan, Exhaust | 1358 | FAC-T10 | 1500 | 0 | 1500
2027 |  | DPW Rear Building Garage & Offices | DPWG Roof Covering Asphalt Shingle | 2224 | FAC-T11 | 0 | 0 | 0 | Removed, combined into FAC-T11-1
2027 |  | DPW Rear Building Garage & Offices | DPWG Roof Covering Built-Up Membrane & Asphalt Shingle Design | 2225 | FAC-T11-1 | 65000 | 0 | 65000
2027 |  | Fire Department #2 | FD2 Overhead Door Motor | 85 | FAC-T14 | 0 | 0 | 0 | Remove project, completed FY25
2027 |  | Fire Department #2 | FD2 Roof Covering Asphalt Shingle Replacement | 2339 | FAC-T13 | 119200 | 0 | 119200
2027 |  | Fire Department #2 | FD2 Overhead Door, Automatic | 87 | FAC-T14 | 0 | 0 | 0 | Remove project, completed FY25
2027 |  | Flynn Building Administration Offices | FBAO Pump, Hot Water Circulation & Boiler Replacement | 163 | FAC-T16 | 150000 | 0 | 150000 | Cost increased and Scope
2027 |  | Flynn Building Administration Offices | FBAO Floor Finishes Tile | 2251 | FAC-T17 | 50000 | 0 | 50000
2027 |  | Goodnow Library | GL Door, Automatic | 124 | FAC-T19 | 0 | 0 | 0 | Remove this line was already done
2027 |  | Goodnow Library | GL Packaged Unit Design for T-20 | 146 | FAC-T20-1 | 80000 | 0 | 80000
2027 |  | Parks and Grounds Building | PGB Furnace | 1017 | FAC-T22 | 8000 | 0 | 8000
2027 |  | Town Hall | TH Split System (CRAC) | 1481 | FAC-T23 | 55000 | 0 | 55000
2027 |  | Town Hall | TH Split System (CRAC) | 1482 | FAC-T23 | 0 | 0 | 0
2027 |  | DPW Rear Building Garage & Offices | DPWG Floor Finishes Carpet | 2213 | FAC-T25 | 11917.06 | 0 | 11917.06
2027 |  | ADA Self-Assessment Transition Plan Recommendations | ADA Self-Assessment Transition Plan Recommendations |  | FAC-T166 | 200000 | 0 | 200000
2028 | 2027 | Town Hall | TH Packaged Unit | 1494 | FAC-T4 | 23859.91 | 1 | 24492.1976 | Move to FY2028
2028 | 2027 | DPW Building Administration Offices | DPWA Communications and Security Fire Alarm | 2175 | FAC-T7 | 419356.78 | 1 | 430469.7347 | Move Construction to FY28 - Design in FY27
2028 | 2027 | DPW Rear Building Garage & Offices | DPWG Roof Covering Built-Up Membrane | 2225 | FAC-T11-2 | 402000 | 1 | 412653 | Complete Design First - Push to FY2028
2028 | 2027 | Fire Department Head Quarters | FDHQ Roof Covering Asphalt Shingle | 2390 | FAC-T15 | 350000 | 1 | 359275 | Move to FY2028
2028 | 2027 | Goodnow Library | GL Packaged Unit | 146 | FAC-T20 | 300000 | 1 | 307950 | Push to 2028 Design needed
2028 | 2027 | Goodnow Library | GL Packaged Unit | 148 | FAC-T20 | 300000 | 1 | 307950 | Push to 2028 Design needed
2028 | 2027 | Goodnow Library | GL Roof Covering Asphalt Shingle | 2422 | FAC-T21 | 500000 | 1 | 513250 | Move to FY2028
2028 | 2027 | DPW Rear Building Garage & Offices | DPWG Panel, Main Fire Alarm | 1339 | FAC-T24 | 5700 | 1 | 5851.05 | Move to FY2028
2028 |  | DPW Rear Building Garage & Offices | DPWG Int Wall Finishes Painted | 2219 | FAC-T26 | 34950.93 | 1 | 35877.1296
2028 |  | Fire Department #2 | FD2 Boiler, Gas-Fired | 88 | FAC-T27 | 35000 | 1 | 35927.5
2028 |  | Fire Department #3 | FD3 Boiler, Gas-Fired | 966 | FAC-T27 | 35000 | 1 | 35927.5
2028 |  | Fire Department #3 | FD3 Ceiling Finishes Painted | 2347 | FAC-T28 | 10351.17 | 1 | 10625.476
2028 |  | Fire Department #3 | FD3 Int Wall Finishes Painted | 2358 | FAC-T28 | 10351.17 | 1 | 10625.476
2028 |  | Fire Department #3 | FD3 Overhead Door Motor | 954 | FAC-T29 | 8000 | 1 | 8212
2028 |  | Fire Department Head Quarters | FDHQ Emergency Lighting Exit Lighting | 2369 | FAC-T30 | 171819.42 | 1 | 176372.6346
2028 |  | Fire Station 3 | FD3 Mini Split System | 950 | FAC-T31 | 20000 | 1 | 20530
2028 |  | Fire Station 3 | FD3 Washer/Dryer | 962 | FAC-T32 | 20000 | 1 | 20530
2028 |  | Fire Station 3 | FD3 Fan, Exhaust | 951 | FAC-T33 | 40000 | 1 | 41060
2028 |  | Haynes Meadow House | HMH Ceiling Finishes Painted | 2482 | FAC-T34 | 7500 | 1 | 7698.75
2028 |  | Haynes Meadow House | HMH Int Wall Finishes Painted | 2494 | FAC-T34 | 7500 | 1 | 7698.75
2028 |  | Hosmer House | HH Ceiling Finishes Painted | 2462 | FAC-T34-1 | 11362.08 | 1 | 11663.1751
2028 |  | Parks and Grounds Building | PGB Furnace | 1020 | FAC-T35 | 8000 | 1 | 8212
2028 |  | Parks and Grounds Building | PGB Ceiling Finishes Painted | 2619 | FAC-T36 | 9175.19 | 1 | 9418.3325
2028 |  | Parks and Grounds Building | PGB Int Wall Finishes Painted | 2632 | FAC-T36 | 8260.19 | 1 | 8479.085
2028 |  | Salt Shed | DPWSS Roof Covering | 2234 | FAC-T37 | 500000 | 1 | 513250
2028 |  | Flynn Building Administration Offices | FBAO Roof Covering Asphalt Shingle | 2258 | FAC-T38 | 150000 | 1 | 153975
2028 |  | Flynn Building Administration Offices | SYS_FBAO_Roof Covering Single-ply Membrane | 2259 | FAC-T39 | 100000 | 1 | 102650
2029 | 2027 | DPW Building Administration Offices | DPWA Emergency Generator | 1341 | FAC-T1 | 300000 | 2 | 316110.675 | Move to FY2029
2029 | 2027 | Flynn Building Administration Offices | FBAO Building Automation System | 161 | FAC-T18 | 200000 | 2 | 210740.45 | Move to FY2029
2029 |  | DPW Rear Building Garage & Offices | DPWG Furnace with Evaporator | 1338 | FAC-T40 | 4200 | 2 | 4425.5494
2029 |  | Fire Department Head Quarters | FDHQ Emergency Generator | 263 | FAC-T41 | 300000 | 2 | 316110.675
2029 |  | Flynn Building Administration Offices | FBAO Backflow Preventer | 160 | FAC-T42 | 40000 | 2 | 42148.09
2029 |  | DPW Building Administration Offices | DPWA Pump, Sump | 1344 | FAC-T43 | 900 | 2 | 948.332
2029 |  | DPW Rear Building Garage & Offices | DPWG Eye Wash | 1323 | FAC-T44 | 850 | 2 | 895.6469
2029 |  | Fire Department #2 | FD2 Communications and Security Fire Alarm | 2311 | FAC-T45 | 20208.69 | 2 | 21293.9421
2029 |  | Fire Department #3 | FD3 Communications and Security Fire Alarm | 2348 | FAC-T45 | 20208.69 | 2 | 21293.9421
2029 |  | Goodnow Library | GL Panel, Main Fire Alarm | 125 | FAC-T46 | 60000 | 2 | 63222.135
2029 |  | Goodnow Library | GL Communications and Security Fire Alarm | 2397 | FAC-T47 | 398943.09 | 2 | 420367.2316
2029 |  | Haynes Meadow House | HMH Floor Finishes Vinyl | 2490 | FAC-T48 | 3534.24 | 2 | 3724.0366
2030 | 2027 | DPW Building Administration Offices | DPWA Emergency Lighting Exit Lighting | 2177 | FAC-T5 | 45751.75 | 3 | 49486.253 | Move to FY2030
2030 |  | Fire Department Head Quarters | FDHQ Communications and Security Fire Alarm | 2367 | FAC-T49 | 200000 | 3 | 216325.0719
2030 |  | Loring Parsonage | LP Communications and Security Fire Alarm | 2533 | FAC-T50 | 75000 | 3 | 81121.902
2030 |  | Town Hall | TH Ceiling Finishes Adhered Acoustical Tile | 2669 | FAC-T51 | 89825.99 | 3 | 97158.0687
2030 |  | Town Hall | TH Exterior Windows Single-Pane | 2675 | FAC-T52 | 73146.83 | 3 | 79117.4663
2030 |  | DPW Building Administration Offices | DPWA Ceiling Finishes Painted | 2173 | FAC-T53 | 42036.71 | 3 | 45467.9716
2030 |  | DPW Rear Building Garage & Offices | DPWG Condensing Unit | 1337 | FAC-T54 | 41666 | 3 | 45067.0022
2030 |  | Fire Department #2 | FD2 Ceiling Finishes Painted | 2309 | FAC-T55 | 5175.59 | 3 | 5598.0494
2030 |  | Fire Department #2 | FD2 Int Wall Finishes Painted | 2330 | FAC-T55 | 4659.91 | 3 | 5040.2768
2030 |  | Fire Department #3 | FD3 Floor Finishes Tile | 2356 | FAC-T56 | 43533.41 | 3 | 47086.8402
2030 |  | Fire Department Head Quarters | FDHQ Int Wall Finishes Painted | 2384 | FAC-T57 | 28604.08 | 3 | 30938.8983
2030 |  | Flynn Building Administration Offices | FBAO Communications and Security Fire Alarm | 2238 | FAC-T58 | 180777.65 | 3 | 195533.6907
2030 |  | Flynn Building Administration Offices | FBAO Floor Finishes Carpet | 2248 | FAC-T59 | 138457.95 | 3 | 149759.63
2030 |  | Goodnow Library | GL Ceiling Finishes Painted | 2395 | FAC-T60 | 9742.74 | 3 | 10537.9947
2030 |  | Hosmer House | HH Communications and Security Fire Alarm | 2463 | FAC-T61 | 34160.13 | 3 | 36948.4629
2030 |  | Parks and Grounds Building | PGB Communications and Security Fire Alarm | 2620 | FAC-T62 | 42626.27 | 3 | 46105.6546
2030 |  | Parks and Grounds Building | PGB Floor Finishes Tile | 2629 | FAC-T63 | 8213.02 | 3 | 8883.4107
2030 |  | Police Department | PD Ceiling Finishes Painted | 2587 | FAC-T64 | 5065.53 | 3 | 5479.0057
2030 |  | Police Department | PD Communications and Security Fire Alarm | 2589 | FAC-T65 | 193656.87 | 3 | 209464.1817
2030 |  | Police Department | PD Floor Finishes Epoxy | 2603 | FAC-T66 | 16878.83 | 3 | 18256.5706
2030 |  | Police Department | PD Int Wall Finishes Painted | 2608 | FAC-T67 | 25327.67 | 3 | 27395.0502
2030 |  | Town Hall | TH Floor Finishes Tile | 2681 | FAC-T68 | 135966.06 | 3 | 147064.3385
2031 |  | Town Hall | TH Floor Finishes Hardwood | 2680 | FAC-T69 | 178048.36 | 4 | 197685.0344
2031 |  | Town Hall | TH Communications and Security Fire Alarm | 2671 | FAC-T70 | 145260.73 | 4 | 161281.3081
2031 |  | Town Hall | TH Floor Finishes Carpet | 2678 | FAC-T71 | 150000 | 4 | 166543.2647
2031 |  | DPW Building Administration Offices | DPWA Int Wall Finishes Painted | 2190 | FAC-T72 | 84068.7 | 4 | 93340.5051
2031 |  | DPW Rear Building Garage & Offices | DPWG Ceiling Finishes Painted | 2204 | FAC-T73 | 23066.89 | 4 | 25610.9011
2031 |  | Fairbanks Community Center | FBC Floor Finishes Epoxy | 2285 | FAC-T74 | 101106.31 | 4 | 112257.1664
2031 |  | Fairbanks Community Center | FBC Int Wall Finishes Painted | 2291 | FAC-T75 | 136632.66 | 4 | 151701.6618
2031 |  | Fire Department #2 | FD2 Int Wall Finishes Painted | 2331 | FAC-T76 | 4659.91 | 4 | 5173.8442
2031 |  | Goodnow Library | GL Int Wall Finishes Painted | 2416 | FAC-T77 | 87675.26 | 4 | 97344.8269
2032 |  | Hosmer House | HH Int Wall Finishes Painted | 2473 | FAC-T78 | 5681.83 | 5 | 6475.6446
2032 |  | Loring Parsonage | LP Ceiling Finishes Painted | 2532 | FAC-T79 | 9418.88 | 5 | 10734.8019
2032 |  | Loring Parsonage | LP Int Wall Finishes Painted | 2545 | FAC-T79 | 9418.88 | 5 | 10734.8019
2032 |  | Flynn Building Administration Offices | FBAO Panel, Main Fire Alarm | 168 | FAC-T80 | 5700 | 5 | 6496.3531
2032 |  | Goodnow Library | GL Backflow Preventer | 138 | FAC-T81 | 6850 | 5 | 7807.0209
2032 |  | Goodnow Library | GL Pump, Sump | 137 | FAC-T81 | 900 | 5 | 1025.74
2033 |  | Goodnow Library | GL Emergency Lighting Exit Lighting | 2399 | FAC-T82 | 133202.18 | 6 | 155835.0178
2033 |  | Hosmer House | HH Panel, Distribution | 981 | FAC-T83 | 4950 | 6 | 5791.0714
2033 |  | Town Hall | TH Panel, Distribution | 1477 | FAC-T84 | 7350 | 6 | 8598.8636
2033 |  | DPW Building Administration Offices | DPWA Backflow Preventer | 1345 | FAC-T85 | 1550 | 6 | 1813.3658
2033 |  | Fairbanks Community Center | FBC Emergency Lighting Exit Lighting | 2270 | FAC-T86 | 374377.92 | 6 | 437989.7522
2033 |  | Fire Department Head Quarters | FDHQ Backflow Preventer | 282 | FAC-T87 | 1300 | 6 | 1520.8874
2033 |  | Fire Department Head Quarters | FDHQ Backflow Preventer | 283 | FAC-T87 | 1300 | 6 | 1520.8874
2033 |  | Fire Department Head Quarters | FDHQ Backflow Preventer | 284 | FAC-T87 | 4400 | 6 | 5147.619
2034 |  | Goodnow Library | GL Pump, Sump | 136 | FAC-T88 | 900 | 7 | 1080.8245
2034 |  | Goodnow Library | GL Roof Covering Single-ply Membrane | 2423 | FAC-T89 | 107825.77 | 7 | 129489.7058
2034 |  | DPW Rear Building Garage & Offices | DPWG Overhead Door, Automatic | 1313 | FAC-T90 | 15300 | 7 | 18374.0167
2034 |  | DPW Rear Building Garage & Offices | DPWG Overhead Door, Automatic | 1318 | FAC-T90 | 15300 | 7 | 18374.0167
2034 |  | DPW Rear Building Garage & Offices | DPWG Overhead Door, Automatic | 1321 | FAC-T90 | 15300 | 7 | 18374.0167
2034 |  | DPW Rear Building Garage & Offices | DPWG Overhead Door, Automatic | 1336 | FAC-T90 | 15300 | 7 | 18374.0167
2034 |  | DPW Rear Building Garage & Offices | DPWG Waste Oil Heater | 1309 | FAC-T91 | 50000 | 7 | 60045.8062
2034 |  | DPW Rear Building Garage & Offices | DPWG Exterior Walls CMU | 2209 | FAC-T92 | 114853.38 | 7 | 137929.276
2034 |  | Fire Department #3 | FD3 Overhead Door Motor | 959 | FAC-T93 | 8000 | 7 | 9607.329
2034 |  | Fire Department #3 | FD3 Overhead Door, Automatic | 957 | FAC-T93 | 25000 | 7 | 30022.9031
2034 |  | Fire Department #3 | FD3 Overhead Door, Automatic | 958 | FAC-T93 | 25000 | 7 | 30022.9031
2034 |  | Fire Department #3 | FD3 Overhead Door, Automatic | 960 | FAC-T93 | 25000 | 7 | 30022.9031
2034 |  | Fire Department #3 | FD3 Unit Heater, Electric | 953 | FAC-T94 | 1920 | 7 | 2305.759
2034 |  | Fire Department #3 | FD3 Fittings Casework | 2353 | FAC-T95 | 5606.36 | 7 | 6732.7681
2034 |  | Fire Department #3 | FD3 Floor Finishes Ceramic Tile | 2354 | FAC-T96 | 6299.69 | 7 | 7565.3993
2034 |  | Fire Department #3 | FD3 Interior Doors Metal | 2359 | FAC-T97 | 24785.27 | 7 | 29765.0304
2034 |  | Fire Department Head Quarters | FDHQ Overhead Door Motor | 268 | FAC-T98 | 1500 | 7 | 1801.3742
2034 |  | Fire Department Head Quarters | FDHQ Overhead Door Motor | 270 | FAC-T98 | 1500 | 7 | 1801.3742
2034 |  | Fire Department Head Quarters | FDHQ Overhead Door Motor | 272 | FAC-T98 | 1500 | 7 | 1801.3742
2034 |  | Fire Department Head Quarters | FDHQ Overhead Door Motor | 275 | FAC-T98 | 1500 | 7 | 1801.3742
2034 |  | Fire Department Head Quarters | FDHQ Overhead Door Motor | 277 | FAC-T98 | 1500 | 7 | 1801.3742
2034 |  | Fire Department Head Quarters | FDHQ Overhead Door Motor | 278 | FAC-T98 | 1500 | 7 | 1801.3742
2034 |  | Fire Department Head Quarters | FDHQ Overhead Door, Automatic | 269 | FAC-T98 | 30000 | 7 | 36027.4837
2034 |  | Fire Department Head Quarters | FDHQ Overhead Door, Automatic | 271 | FAC-T98 | 30000 | 7 | 36027.4837
2034 |  | Fire Department Head Quarters | FDHQ Overhead Door, Automatic | 273 | FAC-T98 | 30000 | 7 | 36027.4837
2034 |  | Fire Department Head Quarters | FDHQ Overhead Door, Automatic | 274 | FAC-T98 | 30000 | 7 | 36027.4837
2034 |  | Fire Department Head Quarters | FDHQ Overhead Door, Automatic | 276 | FAC-T98 | 30000 | 7 | 36027.4837
2034 |  | Fire Department Head Quarters | FDHQ Overhead Door, Automatic | 279 | FAC-T98 | 30000 | 7 | 36027.4837
2034 |  | Fire Department Head Quarters | FDHQ Unit Heater, Electric | 267 | FAC-T98 | 1920 | 7 | 2305.759
2034 |  | Flynn Building Administration Offices | FBAO Exterior Doors Wood | 2241 | FAC-T99 | 33131.93 | 7 | 39788.669
2034 |  | Flynn Building Administration Offices | FBAO Exterior Walls Brick Veneer | 2242 | FAC-T100 | 17370.92 | 7 | 20861.0179
2034 |  | Flynn Building Administration Offices | FBAO Exterior Walls CMU | 2243 | FAC-T101 | 18134.99 | 7 | 21778.6019
2034 |  | Flynn Building Administration Offices | FBAO Fittings Casework | 2246 | FAC-T102 | 25627.96 | 7 | 30777.0304
2034 |  | Flynn Building Administration Offices | FBAO Fittings Toilet Partitions | 2247 | FAC-T103 | 14154.26 | 7 | 16998.0791
2034 |  | Goodnow Library | GL Elevator, Hydraulic | 143 | FAC-T104 | 150000 | 7 | 180137.4186
2034 |  | Goodnow Library | GL Unit Heater, Electric | 134 | FAC-T105 | 5000 | 7 | 6004.5806
2034 |  | Haynes Meadow House | HMH Exterior Walls CMU | 2485 | FAC-T106 | 6045 | 7 | 7259.538
2034 |  | Haynes Meadow House | HMH Fittings Casework | 2488 | FAC-T106 | 2142.87 | 7 | 2573.4071
2034 |  | Hosmer House | HH Exterior Doors Wood | 2466 | FAC-T107 | 27514.56 | 7 | 33042.6788
2034 |  | Hosmer House | HH Exterior Walls Brick Veneer | 2467 | FAC-T108 | 38216.33 | 7 | 45894.6069
2034 |  | Parks and Grounds Building | PGB Exterior Walls CMU | 2624 | FAC-T109 | 58434.45 | 7 | 70174.8732
2034 |  | Parks and Grounds Building | PGB Interior Doors Wood | 2634 | FAC-T110 | 16539.24 | 7 | 19862.24
2034 |  | Police Department | PD Elevator, Hydraulic | 1234 | FAC-T111 | 200000 | 7 | 240183.2248
2034 |  | Police Department | PD Emergency Lighting Exit Lighting | 2592 | FAC-T112 | 27568.02 | 7 | 33106.8797
2035 |  | Town Hall | TH Fittings Casework | 2676 | FAC-T113 | 20586.01 | 8 | 25377.2062
2035 |  | Town Hall | TH Overhead Door, Automatic | 1488 | FAC-T114 | 10000 | 8 | 12327.404
2035 |  | Town Hall | TH Overhead Door, Automatic | 1491 | FAC-T114 | 10000 | 8 | 12327.404
2035 |  | DPW Building Administration Offices | DPWA Backflow Preventer | 1351 | FAC-T115 | 6850 | 8 | 8444.2718
2035 |  | Fire Department #3 | FD3 Unit Heater, Electric | 955 | FAC-T116 | 1920 | 8 | 2366.8616
2035 |  | Fire Department #3 | FD3 Unit Heater, Electric | 961 | FAC-T116 | 1920 | 8 | 2366.8616
2035 |  | Flynn Building Administration Offices | FBAO Backflow Preventer | 157 | FAC-T117 | 1300 | 8 | 1602.5625
2035 |  | Flynn Building Administration Offices | FBAO Unit Heater, Electric | 158 | FAC-T117 | 1920 | 8 | 2366.8616
2035 |  | Flynn Building Administration Offices | FBAO Interior Doors Wood | 2255 | FAC-T118 | 280494.16 | 8 | 345776.4834
2035 |  | Goodnow Library | GL Fan, Exhaust | 1868 | FAC-T119 | 3000 | 8 | 3698.2212
2035 |  | Goodnow Library | GL Fan, Exhaust | 144 | FAC-T119 | 3000 | 8 | 3698.2212
2035 |  | Goodnow Library | GL Fan, Exhaust | 145 | FAC-T119 | 3000 | 8 | 3698.2212
2035 |  | Haynes Meadow House | HMH Interior Doors Wood | 2495 | FAC-T120 | 37126.82 | 8 | 45767.731
2035 |  | Hosmer House | HH Interior Doors Wood | 2475 | FAC-T121 | 123733 | 8 | 152530.6681
2035 |  | Parks and Grounds Building | PGB Exterior Walls Wood | 2626 | FAC-T122 | 7875 | 8 | 9707.8307
2035 |  | Police Department | PD Roof Covering Asphalt Shingle | 2614 | FAC-T123 | 144301.71 | 8 | 177886.5479
2036 |  | Town Hall | TH Emergency Lighting Exit Lighting | 2673 | FAC-T124 | 20678.76 | 9 | 26167.0688
2036 |  | Town Hall | TH Fittings Toilet Partitions | 2677 | FAC-T125 | 11373.08 | 9 | 14391.5867
2036 |  | Town Hall | TH Interior Doors Wood | 2685 | FAC-T126 | 136472.3 | 9 | 172693.1432
2036 |  | DPW Rear Building Garage & Offices | DPWG Emergency Lighting Exit Lighting | 2207 | FAC-T127 | 105087.05 | 9 | 132977.9961
2036 |  | DPW Rear Building Garage & Offices | DPWG Roof Covering Single-ply Membrane | 2227 | FAC-T128 | 77322.51 | 9 | 97844.5244
2036 |  | Fairbanks Community Center | FBC Refrigerator, Under Counter | 947 | FAC-T129 | 2850 | 9 | 3606.4129
2036 |  | Fire Department #2 | FD2 Emergency Lighting Exit Lighting | 2314 | FAC-T130 | 62174.64 | 9 | 78676.2882
2036 |  | Flynn Building Administration Offices | FBAO Emergency Lighting Exit Lighting | 2240 | FAC-T131 | 25734.87 | 9 | 32565.1109
2036 |  | Flynn Building Administration Offices | FBAO Floor Finishes Ceramic Tile | 2249 | FAC-T132 | 47748.4 | 9 | 60421.2084
2036 |  | Goodnow Library | GL Fan, Exhaust | 147 | FAC-T133 | 3000 | 9 | 3796.2241
2036 |  | Haynes Meadow House | HMH Floor Finishes Hardwood | 2489 | FAC-T134 | 52714.89 | 9 | 66705.8447
2036 |  | Haynes Meadow House | HMH Roof Covering Asphalt Shingle | 2498 | FAC-T135 | 50000 | 9 | 63270.4011
2036 |  | Hosmer House | HH Emergency Lighting Exit Lighting | 2465 | FAC-T136 | 27978.35 | 9 | 35404.0285
2036 |  | Loring Parsonage | LP Emergency Lighting Exit Lighting | 2535 | FAC-T137 | 23192.67 | 9 | 29348.1907
2037 |  | Parks and Grounds Building | PGB Emergency Lighting Exit Lighting | 2622 | FAC-T138 | 27585.31 | 10 | 35831.6994
2037 |  | Police Department | PD Eye Wash | 296 | FAC-T139 | 850 | 10 | 1104.1001
2037 |  | Town Hall | TH Roof Covering Single-ply Membrane | 2689 | FAC-T140 | 36887.85 | 10 | 47915.1531
2037 |  | Fire Department Head Quarters | FDHQ Transfer Switch, Automatic | 264 | FAC-T141 | 7300 | 10 | 9482.2717
2037 |  | Fire Department Head Quarters | FDHQ Domestic Water Distribution | 2368 | FAC-T142 | 188358.66 | 10 | 244666.8492
2037 |  | Fire Department Head Quarters | FDHQ Sanitary Waste sanitary waste | 2391 | FAC-T143 | 242064.02 | 10 | 314426.9612
2037 |  | Flynn Building Administration Offices | FBAO Transfer Switch, Automatic | 166 | FAC-T144 | 4100 | 10 | 5325.6595
2037 |  | Goodnow Library | GL Domestic Water Distribution | 2398 | FAC-T145 | 258452.33 | 10 | 335714.4145
2037 |  | Goodnow Library | GL Exterior Windows Single-Pane | 2405 | FAC-T146 | 67375.39 | 10 | 87516.679
2038 |  | DPW Building Administration Offices | DPWA Pump, Sump | 1343 | FAC-T147 | 900 | 11 | 1200.027
2038 |  | Haynes Meadow House | HMH Domestic Water Distribution | 2484 | FAC-T148 | 10800.81 | 11 | 14401.4034
2038 |  | Police Department | PD Domestic Water Distribution | 2591 | FAC-T149 | 42039.85 | 11 | 56054.3923
2038 |  | Police Department | PD Sanitary Waste sanitary waste | 2615 | FAC-T150 | 179185.04 | 11 | 238918.7527
2038 |  | Fairbanks Community Center | FBC Fan Coil Unit - DX | 1808 | FAC-T151 | 2280 | 11 | 3040.0683
2038 |  | Fire Department #2 | FD2 Ceiling Finish Suspended Acoustical Tile | 2310 | FAC-T152 | 27673.35 | 11 | 36898.6287
2038 |  | Fire Department #2 | FD2 Exterior Walls Wood | 2319 | FAC-T153 | 7875 | 11 | 10500.2358
2039 |  | Fire Department #3 | FD3 Roof Covering Single-ply Membrane | 2362 | FAC-T154 | 200000 | 12 | 273739.4814
2039 |  | Goodnow Library | GL Exterior Windows Double-Pane | 2404 | FAC-T155 | 470472.16 | 12 | 643934.0254
2039 |  | Parks and Grounds Building | PGB Exterior Windows Single-Pane | 2627 | FAC-T156 | 4181.97 | 12 | 5723.8515
2039 |  | Police Department | PD Branch Wiring Branch Wiring | 2586 | FAC-T157 | 487244.08 | 12 | 666889.7089
2039 |  | DPW Rear Building Garage & Offices | DPWG Exterior Walls Metal Panel | 2210 | FAC-T158 | 71730.3 | 12 | 98177.0756
2039 |  | Fairbanks Community Center | FBC Communications and Security Fire Alarm | 2267 | FAC-T159 | 290582.78 | 12 | 397719.8975
2039 |  | Fairbanks Community Center | FBC Pump, Sump | 908 | FAC-T160 | 25000 | 12 | 34217.4352
2040 |  | Fire Department #3 | FD3 Domestic Water Distribution | 2349 | FAC-T161 | 68159.9 | 13 | 95762.4708
2040 |  | Goodnow Library | GL Roof Covering Slate Shingle | 2424 | FAC-T162 | 122445.39 | 13 | 172031.841
2040 |  | Haynes Meadow House | HMH Branch Wiring Branch Wiring | 2481 | FAC-T163 | 20170.95 | 13 | 28339.537
2041 |  | DPW Building Administration Offices | DPWA Roof Covering Built-Up Membrane | 2198 | FAC-T164 | 21763.56 | 14 | 31387.3962
2041 |  | DPW Building Administration Offices | DPWA Roof Covering Asphalt Shingle | 2197 | FAC-T164 | 137429.75 | 14 | 198201.1219
2041 |  | DPW Building Administration Offices | DPWA Roof Covering Standing Seam Metal | 2199 | FAC-T164 | 715974.51 | 14 | 1032578.107
2041 |  | Fairbanks Community Center | FBC Roof Covering Asphalt Shingle | 2298 | FAC-T165 | 336703.99 | 14 | 485594.3386
2041 |  | Fairbanks Community Center | FBC Roof Covering Built-Up Membrane | 2299 | FAC-T165 | 290846.91 | 14 | 419459.279
2041 |  | Fairbanks Community Center | FBC Roof Covering Single-ply Membrane | 2300 | FAC-T165 | 397253.01 | 14 | 572918.1072
2041 |  | Fire Department #2 | FD2 Roof Covering Single-ply Membrane | 2340 | FAC-T165 | 144713.62 | 14 | 208705.9158
[5 empty] | Total Facilities Town | 18399395.72 |  | 21360394.287
[6 empty] | Total Check Capital Plan |  | 21360394.287
[6 empty] | Fiscal Year |  | Future Cost
[6 empty] | 2027 |  | 3146226.96
[6 empty] | 2028 |  | 3580623.7913
[6 empty] | 2029 |  | 1421280.7058
[6 empty] | 2030 |  | 1557835.7908
[6 empty] | 2031 |  | 1010938.5127
[6 empty] | 2032 |  | 43274.3622
[6 empty] | 2033 |  | 618217.4648
[6 empty] | 2034 |  | 1545808.4268
[6 empty] | 2035 |  | 809943.3579
[6 empty] | 2036 |  | 817868.0287
[6 empty] | 2037 |  | 1081983.7878
[6 empty] | 2038 |  | 361013.5082
[6 empty] | 2039 |  | 2120401.4755
[6 empty] | 2040 |  | 296133.8488
[6 empty] | 2041 |  | 2948844.2657
[6 empty] | Total Fiscal Year |  | 21360394.287
[6 empty] | Difference |  | 0

## LS
Lincoln Sudbury Regional High School
Current Yr | 2027
Rate | 2.65%
Fiscal Year | Move from | LS Code | Project Description | YEAR IN SERVICE | USEFUL LIFE (years) | CONDITION | Estimated Cost | SPS @86.87% | Years | Future Cost | Notes
2027 |  | LS-1 | Waste Water Treatment Facility SBI Panel | 2004 | 20 | Obsolete | 170000 | 147679 | 0 | 147679
2029 | 2027 | LS-2 | Roof Systems | 2004 | 20 | Okay | 7930000 | 6888791 | 2 | 7258734.5765 | Push for Full Replacement
2027 |  | LS-3 | Network Core |  |  |  | 80000 | 69500 | 0 | 69500 | likely 50% erate reimbursement
2027 |  | LS-4 | Ford F450 Dump Truck | 2015 | 10 | Good | 115000 | 99900 | 0 | 99900 | Update with Most recent quotes
2027 |  | LS-5 | Chevrolet Express Van-15 passenger | 2012 | 10 | Good | 60000 | 52200 | 0 | 52200 | Update with Most recent quotes
2028 |  | LS-6 | 21 Wiring Closets IDF's |  |  | Warranty Expiring | 300000 | 260610 | 1 | 267516.165
2028 |  | LS-7 | Chevrolet Express Van-15 passenger | 2013 | 10 | Good | 90000 | 78183 | 1 | 80254.8495 | Increased from $65,000 to more realistic amount
2029 |  | LS-9 | Replace Firewall |  |  | (renewal date 2028) | 30000 | 26061 | 2 | 27460.5343 | Reduced
2029 |  | LS-10 | Chevrolet Express Van-15 passenger | 2014 | 10 | Good | 90000 | 78183 | 2 | 82381.603 | increased from $65,000 to more realistic amount
2031 | 2029 | LS-8 | Boiler Building | Prior to new bldg. | 50 | Unusable | 200000 | 173740 | 4 | 192901.5121 | Moved from 2029
2029 |  | LS-11 | CCTV System Security Cameras Licensing Renewal |  |  |  | 80000 | 69496 | 2 | 73228.0916
2029 |  | LS-12 | Phone System Upgrade or Renewal
[6 empty] | Total Lincoln Sudbury Regional HS |  |  |  | 8351756.332
** Note: LS is working on conducting a Capital Facility Audit, will update when they get this
[6 empty] | Total From Capital Plan |  |  |  | 8351756.332
[7 empty] | Fiscal Year |  |  | Cost
[7 empty] | 2027 |  |  | 369279
[7 empty] | 2028 |  |  | 347771.0145
[7 empty] | 2029 |  |  | 7441804.8054
[7 empty] | 2030 |  |  | 0
[7 empty] | 2031 |  |  | 192901.5121
[7 empty] | 2032 |  |  | 0
[7 empty] | 2033 |  |  | 0
[7 empty] | 2034 |  |  | 0
[7 empty] | 2035 |  |  | 0
[7 empty] | 2036 |  |  | 0
[7 empty] | 2037 |  |  | 0
[7 empty] | 2038 |  |  | 0
[7 empty] | 2039 |  |  | 0
[7 empty] | 2040 |  |  | 0
[7 empty] | 2041 |  |  | 0
[7 empty] | Total |  |  | 8351756.332

## SPS
Sudbury Public Schools
Current Yr | 2027
Rate | 2.65%
Fiscal Year | Move To | SPS-CODE | Project Description | Replaces | Est Cost Today | Years | Future Cost | Notes
2027 |  | SPS-1 | Classroom Instructional Equipment Replacement, Year 3 |  | 100000 | 0 | 100000 | The District’s supports a UDL model for classroom design that includes a standard set of instructional equipment, This 5-year plan will refresh these resources in many classrooms that have equipment that is 12-15 years old.
2027 |  | SPS-17 | School Safety All Buildings | Security and Safety Enhancements all Schools | 450000 | 0 | 450000 | Safety Upgrade for all School Buildings - Police Chief Supports this
2027-2031 |  | SPS-20 | SPS Schools Ceiling Finish Suspended Acoustical Tile | Annual Reoccurring Maintenance - Should be in Operating Budget | 25000 |  | 125000 | Moved from SPS/Facilities - Reduced by 50% - nothing reflected in work order system
2027-2031 |  | SPS-22 | SPS Schools Fittings Toilet Partitions | Annual Reoccurring Maintenance - Should be in Operating Budget | 25000 |  | 125000 | Moved from SPS/Facilities - Reduced by 50% - nothing reflected in work order system
2027-2031 |  | SPS-23 | SPS Schools Floor Finish Carpet | Annual Reoccurring Maintenance - Should be in Operating Budget | 40000 |  | 200000 | Moved from SPS/Facilities - Reduced by 50% - nothing reflected in work order system
2027-2031 |  | SPS-24 | SPS Schools Floor Finish Tile | Annual Reoccurring Maintenance - Should be in Operating Budget | 40000 |  | 200000 | Moved from SPS/Facilities - Reduced by 50% - nothing reflected in work order system
2027-2031 |  | SPS-25 | SPS Schools Interior Finish Painted | Annual Reoccurring Maintenance - Should be in Operating Budget | 40000 |  | 200000 | Moved from SPS/Facilities - Reduced by 50% - nothing reflected in work order system
2027-2031 |  | SPS-26 | School Exterior Metal Doors | Annual Reoccurring Maintenance - Should be in Operating Budget | 25000 |  | 125000 | Moved from SPS/Facilities - Reduced by 50% - nothing reflected in work order system
2028 |  | SPS-17 | School Safety All Buildings | Security and Safety Enhancements all Schools | 0 | 1 | 0
2028 |  | SPS-2 | Facilities Plow Truck |  | 107000 | 1 | 109835.5
2028 |  | SPS-3 | Classroom Instructional Equipment Replacement, Year 4 |  | 100000 | 1 | 102650 | The District’s supports a UDL model for classroom design that includes a standard set of instructional equipment, This 5-year plan will refresh these resources in many classrooms that have equipment that is 12-15 years old.
2028 |  | SPS-4 | Nixon and Noyes Security Cameras |  | 60000 | 1 | 61590 | Decommissioning and replacement of existing exterior cameras.
2029 |  | SPS-5 | Classroom Instructional Equipment Replacement, Year 5 |  | 100000 | 2 | 105370.225 | The District’s supports a UDL model for classroom design that includes a standard set of instructional equipment, This 5-year plan will refresh these resources in many classrooms that have equipment that is 12-15 years old.
2029 |  | SPS-6 | Haynes and Loring Security Cameras |  | 60000 | 2 | 63222.135 | Decommissioning and replacement of existing exterior cameras.
2029 |  | SPS-7 | Network Licensing |  | 100000 | 2 | 105370.225 | Licensing renewal for the management and use of network infrastructure.
2031 |  | SPS-8 | Nixon/Noyes Phones & Wired Networking Update |  | 90000 | 4 | 99925.9588 | By 2030, the current digital phone system will be approaching two decades old. Newer internet-connected systems offer easier management, more flexible deployment, and often more cost-effective resource usage. Although much of the wired networking has been updated over time, some of it will be over 20 years old. The deployment of a new phone system would involve updated wired infrastructure, which makes this a logical area to upgrade at the same time.
2031 |  | SPS-18 | Noyes Feasibility Study - new elementary school MSBA-Scham Design - $1.2M (modeled on Lynch Replacement Project Winchester MA) Preschool 7 class, Kid 7 class, grade 1 and 2 5 classrooms, grade 3 and 5 4 class, include tec space, education learning and gym. New School 2 years later for $200M | Cost modeled on Lynch replacement project in Winchester, Preschool: 7 classrooms w/toilets, kindergarten 5 classrooms w/toilets, Grades 1&2: 5 classrooms each, Grades 305: 4 classrooms each, also included Central Schi/Tech Education space, Regulation Gym teacher planning rooms on each level. | 1500000 | 4 | 1665432.6475 | This is an estimated cost, and will be refined as we get closer, and need is determined
2033 |  | SPS-19 | Noyes - New School |  | 200000000 | 6 | 233982683.7168 | This is not an actual number, it is based on what we are seeing for new school projects, this number will need to be refined once we get actual feasibility study
2032 |  | SPS-9 | Haynes/Loring Phones & Wired Networking Update |  | 90000 | 5 | 102573.9968 | Licensing renewal for the management and use of network infrastructure.
2033 |  | SPS-10 | Curtis Phones & Wired Networking Update |  | 100000 | 6 | 116991.3419 | Licensing renewal for the management and use of network infrastructure.
2034 |  | SPS-11 | Wifi Update, Year 1 |  | 50000 | 7 | 60045.8062 | The most recent major wave of wifi updates was deployed in 2013. Incremental updates have improved coverage and replaced non-functioning equipment, but a 2-year reinvestment in modernizing the wifi infrastructure will be needed to maintain a robust network infrastructure.
2036 |  | SPS-12 | Wifi Update, Year 2 |  | 50000 | 9 | 63270.4011 | The most recent major wave of wifi updates was deployed in 2013. Incremental updates have improved coverage and replaced non-functioning equipment, but a 2-year reinvestment in modernizing the wifi infrastructure will be needed to maintain a robust network infrastructure.
2038 |  | SPS-13 | Facilities Plow Truck |  | 107000 | 11 | 142669.871
2038 |  | SPS-14 | Classroom Update, Year 1 |  | 100000 | 11 | 133336.328 | An ongoing financial commitment is required to maintain the classroom instructional equipment.
2039 |  | SPS-15 | Classroom Update, Year 2 |  | 100000 | 12 | 136869.7407 | An ongoing financial commitment is required to maintain the classroom instructional equipment.
2040 |  | SPS-16 | Classroom Update, Year 3 |  | 100000 | 13 | 140496.7888 | An ongoing financial commitment is required to maintain the classroom instructional equipment.
[5 empty] | 203559000 |  | 238717334.6825
238717334.6825
[5 empty] | 2027 |  | 745000
[5 empty] | 2028 |  | 469075.5
[5 empty] | 2029 |  | 468962.585
[5 empty] | 2030 |  | 195000
[5 empty] | 2031 |  | 1960358.6063
[5 empty] | 2032 |  | 102573.9968
[5 empty] | 2033 |  | 234099675.0586
[5 empty] | 2034 |  | 60045.8062
[5 empty] | 2035 |  | 0
[5 empty] | 2036 |  | 63270.4011
[5 empty] | 2037 |  | 0
[5 empty] | 2038 |  | 276006.199
[5 empty] | 2039 |  | 136869.7407
[5 empty] | 2040 |  | 140496.7888
[5 empty] | 2041 |  | 0
238717334.6825

## DPW
PUBLIC WORKS CAPITAL PROJECTS
Current Yr | 2027
Rate | 2.65%
Fiscal Year | Move From | TM Code | Project Description | Replaces | Est Cost 2026 | Yrs. | Future Cost | Snow & Ice Operations | Notes
2027 |  | DPW-1 | Roads, Culvert, Drainage, Consultant & Construction, Design & Drain Replacement | Roads and Culverts | 950000 | 0 | 950000 |  | Proposed projects on DPW TIP-CIS Project Tab
2028 |  | DPW-1 | Roads, Culvert, Drainage, Consultant & Construction, Design & Drain Replacement | Roads and Culverts | 1050000 | 1 | 1077825 |  | Proposed projects on DPW TIP-CIS Project Tab
2029 |  | DPW-1 | Roads, Culvert, Drainage, Consultant & Construction, Design & Drain Replacement | Roads and Culverts | 1150000 | 2 | 1211757.5875 |  | Proposed projects on DPW TIP-CIS Project Tab
2030 |  | DPW-1 | Roads, Culvert, Drainage, Consultant & Construction, Design & Drain Replacement | Roads and Culverts | 1250000 | 3 | 1352031.6995 |  | Proposed projects on DPW TIP-CIS Project Tab
2031 |  | DPW-1 | Roads, Culvert, Drainage, Consultant & Construction, Design & Drain Replacement | Roads and Culverts | 1350000 | 4 | 1498889.3827 |  | Proposed projects on DPW TIP-CIS Project Tab
2032 |  | DPW-1 | Roads, Culvert, Drainage, Consultant & Construction, Design & Drain Replacement | Roads and Culverts | 1450000 | 5 | 1652581.0589 |  | Proposed projects on DPW TIP-CIS Project Tab
2033 |  | DPW-1 | Roads, Culvert, Drainage, Consultant & Construction, Design & Drain Replacement | Roads and Culverts | 1450000 | 6 | 1696374.4569 |  | Proposed projects on DPW TIP-CIS Project Tab
2034 |  | DPW-1 | Roads, Culvert, Drainage, Consultant & Construction, Design & Drain Replacement | Roads and Culverts | 1450000 | 7 | 1741328.3801 |  | Proposed projects on DPW TIP-CIS Project Tab
2035 |  | DPW-1 | Roads, Culvert, Drainage, Consultant & Construction, Design & Drain Replacement | Roads and Culverts | 1450000 | 8 | 1787473.5821 |  | Proposed projects on DPW TIP-CIS Project Tab
2036 |  | DPW-1 | Roads, Culvert, Drainage, Consultant & Construction, Design & Drain Replacement | Roads and Culverts | 1450000 | 9 | 1834841.6321 |  | Proposed projects on DPW TIP-CIS Project Tab
2037 |  | DPW-1 | Roads, Culvert, Drainage, Consultant & Construction, Design & Drain Replacement | Roads and Culverts | 1450000 | 10 | 1883464.9353 |  | Proposed projects on DPW TIP-CIS Project Tab
2038 |  | DPW-1 | Roads, Culvert, Drainage, Consultant & Construction, Design & Drain Replacement | Roads and Culverts | 1450000 | 11 | 1933376.7561 |  | Proposed projects on DPW TIP-CIS Project Tab
2039 |  | DPW-1 | Roads, Culvert, Drainage, Consultant & Construction, Design & Drain Replacement | Roads and Culverts | 1450000 | 12 | 1984611.2401 |  | Proposed projects on DPW TIP-CIS Project Tab
2040 |  | DPW-1 | Roads, Culvert, Drainage, Consultant & Construction, Design & Drain Replacement | Roads and Culverts | 1450000 | 13 | 2037203.438 |  | Proposed projects on DPW TIP-CIS Project Tab
2041 |  | DPW-1 | Roads, Culvert, Drainage, Consultant & Construction, Design & Drain Replacement | Roads and Culverts | 1450000 | 14 | 2091189.3291 |  | Proposed projects on DPW TIP-CIS Project Tab
2027 |  | DPW-1 | Wolback Road Culvert - Included in Roads, Culvert Funding above |  | 0 | 0 | 0 |  | Covered with FY27 Roads and Culverts
2027 |  | DPW-1 | Carding Mill Dam - Included in Roads, Culvert Funding above |  | 0 | 0 | 0 |  | Covered with FY27 Roads and Culverts
2027 |  | DPW-1 | Stearns Mill Dam - Included in Roads, Culvert Funding above |  | 0 | 0 | 0 |  | Covered with FY27 Roads and Culverts
2027 |  | DPW-60 | Sherman's Bridge |  | 1000000 | 0 | 1000000 |  | Cost Share between state, chapter 90 Sudbury and Wayland
2028 |  | DPW-65 | Add Aerial Bucket Truck |  | 200000 | 1 | 205300
2027 |  | DPW-66 | Light/Medium Duty Pick Up truck with spreader and plow |  | 135000 | 0 | 135000
2028 |  | DPW-61 | Concord Road Culvert |  | 150000 | 1 | 153975
2028 |  | DPW-62 | Maynard Farm Road Culvert - Cost unknown at this time |  |  | 1 | 0
2028 |  | DPW-63 | Grist Mill Dam |  | 60000 | 1 | 61590
2028 |  | DPW-64 | Transfer Station Renovation |  | 800000 | 1 | 821200
2027 |  | DPW-2 | Town-Wide Walkways Improvements & Design | Walkway Improvements | 50000 | 0 | 50000
2028 |  | DPW-2 | Town-Wide Walkways Improvements & Design | Walkway Improvements | 50000 | 1 | 51325
2029 |  | DPW-2 | Town-Wide Walkways Improvements & Design | Walkway Improvements | 50000 | 2 | 52685.1125
2030 |  | DPW-2 | Town-Wide Walkways Improvements & Design | Walkway Improvements | 50000 | 3 | 54081.268
2031 |  | DPW-2 | Town-Wide Walkways Improvements & Design | Walkway Improvements | 50000 | 4 | 55514.4216
2032 |  | DPW-2 | Town-Wide Walkways Improvements & Design | Walkway Improvements | 50000 | 5 | 56985.5538
2033 |  | DPW-2 | Town-Wide Walkways Improvements & Design | Walkway Improvements | 50000 | 6 | 58495.6709
2034 |  | DPW-2 | Town-Wide Walkways Improvements & Design | Walkway Improvements | 50000 | 7 | 60045.8062
2035 |  | DPW-2 | Town-Wide Walkways Improvements & Design | Walkway Improvements | 50000 | 8 | 61637.0201
2036 |  | DPW-2 | Town-Wide Walkways Improvements & Design | Walkway Improvements | 50000 | 9 | 63270.4011
2037 |  | DPW-2 | Town-Wide Walkways Improvements & Design | Walkway Improvements | 50000 | 10 | 64947.0667
2038 |  | DPW-2 | Town-Wide Walkways Improvements & Design | Walkway Improvements | 50000 | 11 | 66668.164
2039 |  | DPW-2 | Town-Wide Walkways Improvements & Design | Walkway Improvements | 50000 | 12 | 68434.8703
2040 |  | DPW-2 | Town-Wide Walkways Improvements & Design | Walkway Improvements | 50000 | 13 | 70248.3944
2041 |  | DPW-2 | Town-Wide Walkways Improvements & Design | Walkway Improvements | 50000 | 14 | 72109.9769
2027 |  | DPW-56 | Town Owned Parking Lots - Pavement Project | Town Owned Parking Lot | 100000 | 0 | 100000 |  | Reduced from $500K to $100K - spread out over four fiscal years
2028 |  | DPW-56 | Town Owned Parking Lots - Pavement Project | Town Owned Parking Lot | 150000 | 1 | 153975
2029 |  | DPW-56 | Town Owned Parking Lots - Pavement Project | Town Owned Parking Lot | 150000 | 2 | 158055.3375
2030 |  | DPW-56 | Town Owned Parking Lots - Pavement Project | Town Owned Parking Lot | 150000 | 3 | 162243.8039
2027 |  | DPW-3 | Roadway Sweeper/ Vacuum - Unit 54 | Unit 54 - 2010 | 0 | 0 | 0 |  | Funded from Chapter 90 Funds
2039 |  | DPW-3 | Roadway Sweeper/ Vacuum - Unit 54 | Unit 54 - 2027 | 320000 | 12 | 437983.1702
2027 |  | DPW-4 | Small Construction Equipment / Roadway - Unit 50 | Unit 50 - 2008 | 0 | 0 | 0 |  | Removed, paver was just purchased
2039 |  | DPW-4 | Small Construction Equipment / Roadway - Unit 50 | Unit 50 - 2027 | 60000 | 12 | 82121.8444
2028 | 2027 | DPW-5 | Light Duty Pickup Truck / Equivalent (one ton) - Unit 7 | Unit 7 - 2015 | 100000 | 1 | 102650 | Yes | Deferred from FY27 to FY28
2037 |  | DPW-5 | Light Duty Pickup Truck / Equivalent (one ton) - Unit 7 | Unit 7 - 2027 | 100000 | 10 | 129894.1335 | Yes
2027 |  | DPW-6 | 6-Wheel 26,000+ GVW Combo Body Dump Truck w/Plow and Spreader - Unit 6 | Unit 6 - 2006 | 350000 | 0 | 350000 | Yes | Cost Change reduced
2027 |  | DPW-6-1 | 10-Wheel 40,000+ GVW Dump Truck - Unit 10 | Unit 10 - 2012 | 335000 | 0 | 335000 |  | Replacement 2042 - changed cost reduced
2028 | 2027 | DPW-7 | Light Duty Pickup Truck / Equivalent (one ton) w/ plow (mechanic) - Unit 30 | Unit 30 - 2017 | 150000 | 1 | 153975 | Yes | Deferred from FY27 to FY28
2037 |  | DPW-7 | Light Duty Pickup Truck / Equivalent (one ton) w/ plow (mechanic) - Unit 30 | Unit 30 - 2027 | 150000 | 10 | 194841.2002 | Yes
2028 | 2027 | DPW-8 | Sidewalk tractor / mower / plow - Unit 33 | Unit 33 - 2013 | 200000 | 1 | 205300 | Yes | Deferred from FY27 to FY28
2037 |  | DPW-8 | Sidewalk tractor / mower / plow - Unit 33 | Unit 33 - 2027 | 200000 | 10 | 259788.2669 | Yes
2027 |  | DPW-9 | Light Duty Pickup Truck / Equivalent (one ton) - Unit 45 | Unit 45 - 2015 | 95000 | 0 | 95000 | Yes
2037 |  | DPW-9 | Light Duty Pickup Truck / Equivalent (one ton) - Unit 45 | Unit 45 - 2027 | 100000 | 10 | 129894.1335 | Yes
2028 | 2027 | DPW-10 | Sidewalk tractor / mower /plow - Unit 46 | Unit 46 - 2017 | 200000 | 1 | 205300 | Yes | Deferred from FY27 to FY28
2037 |  | DPW-10 | Sidewalk tractor / mower /plow - Unit 46 | Unit 46 - 2027 | 200000 | 10 | 259788.2669 | Yes
2029 | 2027 | DPW-11 | Administrative SUV or Equivalent - Unit D2 | Unit D2 - 2017 | 50000 | 2 | 52685.1125 |  | Deferred from FY27 to FY29
2037 |  | DPW-11 | Administrative SUV or Equivalent - Unit D2 | Unit D2 - 2027 | 50000 | 10 | 64947.0667
2028 |  | DPW-12 | Administrative SUV or Equivalent - E1 | Unit E1 - 2017 | 60000 | 1 | 61590
2038 |  | DPW-12 | Administrative SUV or Equivalent - E1 | Unit E1 - 2028 | 60000 | 11 | 80001.7968
2027 | 2028 | DPW-13 | Large Construction / Excavation / loader equipment - Unit 15 | Unit 15 - 2014 | 300000 | 0 | 300000 | Yes
2040 |  | DPW-13 | Large Construction / Excavation / loader equipment w/ Plow - Unit 15 | Unit 15 - 2028 | 320000 | 13 | 449589.7242 | Yes
2028 |  | DPW-14 | Large Construction / Excavation / backhoe equipment - Unit 16 | Unit 16 - 2014 | 200000 | 1 | 205300
2040 |  | DPW-14 | Large Construction / Excavation / backhoe equipment - Unit 16 | Unit 16 - 2028 | 200000 | 13 | 280993.5777
2028 |  | DPW-15 | 6-Wheel 26,000+ GVW Combo Body Dump Truck w/Plow and Spreader - Unit 18 | Unit 18 - 2007 | 385000 | 1 | 395202.5 | Yes
2040 |  | DPW-15 | 6-Wheel 26,000+ GVW Combo Body Dump Truck w/Plow and Spreader - Unit 18 | Unit 18 - 2028 | 385000 | 13 | 540912.637 | Yes
2028 |  | DPW-16 | Small Construction Equipment / Roadway (REPLACE WITH SIDEWALK TRACTOR) - Unit 34 | Unit 34 - 2010 | 185000 | 1 | 189902.5 | Yes
2040 |  | DPW-16 | Small Construction Equipment / Roadway (REPLACE WITH SIDEWALK TRACTOR) - Unit 34 | Unit 34 - 2028 | 185000 | 13 | 259919.0593 | Yes
2028 |  | DPW-17 | Small Construction Equipment / Roadway equipment - Unit 41 | Unit 41 - 2016 | 100000 | 1 | 102650
2040 |  | DPW-17 | Small Construction Equipment / Roadway equipment - Unit 41 | Unit 41 - 2028 | 100000 | 13 | 140496.7888
2028 |  | DPW-18 | Small Construction Equipment / Roadway equipment - Unit 42 | Unit 42 - 2016 | 100000 | 1 | 102650
2040 |  | DPW-18 | Small Construction Equipment / Roadway equipment - Unit 42 | Unit 42 - 2028 | 100000 | 13 | 140496.7888
2029 |  | DPW-19 | 6-Wheel 26,000+ GVW Combo Body Dump Truck w/Plow and Spreader - Unit 14 | Unit 14 - 2013 | 400000 | 2 | 421480.9 | Yes | Replacement 2043
2029 |  | DPW-20 | Light Duty Pickup Truck / Equivalent (one ton) - Unit 4 | Unit 4 - 2019 | 125000 | 2 | 131712.7812 | Yes
2039 |  | DPW-20 | Light Duty Pickup Truck / Equivalent (one ton) - Unit 4 | Unit 4 - 2029 | 125000 | 12 | 171087.1759 | Yes
2029 |  | DPW-21 | 6-Wheel 26,000+ GVW Combo Body Dump Truck w/Plow and Spreader - Unit 11 | Unit 11 - 2014 | 400000 | 2 | 421480.9 | Yes | Replacement 2044
2029 |  | DPW-22 | Forestry Equipment / bandit Chipper - Unit 49 | Unit 49 - 2016 | 100000 | 2 | 105370.225
2040 |  | DPW-22 | Forestry Equipment / bandit Chipper - Unit 49 | Unit 49 - 2029 | 100000 | 13 | 140496.7888
2030 |  | DPW-23 | Light Duty Pickup Truck / Equivalent (one ton) w/ plow utility bed/body - Unit 52 | Unit 52 - 2020 | 185000 | 3 | 200100.6915 | Yes
2040 |  | DPW-23 | Light Duty Pickup Truck / Equivalent (one ton) w/ plow utility bed/body - Unit 52 | Unit 52 - 2030 | 185000 | 13 | 259919.0593 | Yes
2030 |  | DPW-24 | Small Construction Equipment / Roadway equipment - Unit 43 | Unit 43 - 2018 | 85000 | 3 | 91938.1556
2040 |  | DPW-24 | Small Construction Equipment / Roadway equipment - Unit 43 | Unit 43 - 2030 | 85000 | 13 | 119422.2705
2030 |  | DPW-25 | Small Construction Equipment / Roadway equipment - Unit 32 | Unit 32 - 2018 | 85000 | 3 | 91938.1556
2040 |  | DPW-25 | Small Construction Equipment / Roadway equipment - Unit 32 | Unit 32 - 2030 | 85000 | 13 | 119422.2705
2030 |  | DPW-26 | 10-Wheel 40,000+ GVW Dump Truck - Unit 27 | Unit 27 - 2007 | 400000 | 3 | 432650.1438 |  | Replacement 2042
2030 |  | DPW-27 | 6-Wheel 26,000+ GVW Combo Body Dump Truck w/Plow and Spreader / interchangeable body - U19 | Unit 19 - 2015 | 400000 | 3 | 432650.1438 | Yes | Replacement 2045
2031 |  | DPW-28 | Small Construction Equipment / Roadway equipment - Unit 51 | Unit 51 - 2008 | 85000 | 4 | 94374.5167
2041 |  | DPW-28 | Small Construction Equipment / Roadway equipment - Unit 51 | Unit 51 - 2031 | 85000 | 14 | 122586.9607
2031 |  | TS-1 | Freightliner 10 Wheel Roll-Off or equivalent (replace Transfer Station L1) | Unit L1 - 2016 | 400000 | 4 | 444115.3727 | Yes | Replacement 2046
2031 |  | DPW-30 | Large Construction / Excavation / loader equipment w/ Plow - Unit 56 | Unit 56 - 2017 | 400000 | 4 | 444115.3727 |  | Replacement 2042
2031 |  | DPW-31 | Small Construction Equipment / Roadway equipment - Unit 55 | Unit 55 - 2018 | 85000 | 4 | 94374.5167 | Yes
2041 |  | DPW-31 | Small Construction Equipment / Roadway equipment - Unit 55 | Unit 55 - 2031 | 85000 | 14 | 122586.9607 | Yes
2031 |  | DPW-32 | Light Duty Pickup Truck / Equivalent (one ton) w/ plow - Unit 37 | Unit 37 - 2021 | 225000 | 4 | 249814.8971 | Yes
2041 |  | DPW-32 | Light Duty Pickup Truck / Equivalent (one ton) w/ plow - Unit 37 | Unit 37 - 2031 | 225000 | 14 | 324494.8959 | Yes
2031 |  | DPW-33 | Sidewalk tractor / mower /plow - Unit 53 | Unit 53 - 2021 | 200000 | 4 | 222057.6863
2041 |  | DPW-33 | Sidewalk tractor / mower /plow - Unit 53 | Unit 53 - 2031 | 200000 | 14 | 288439.9075
2031 |  | DPW-34 | 10-Wheel 40,000+ GVW Dump Truck - Unit 34 | Unit 34 - 2016 | 400000 | 4 | 444115.3727 | Yes | Replacement 2046
2031 |  | DPW-35 | 6-Wheel 26,000+ GVW Combo Body Dump Truck w/Plow and Spreader / interchangeable body - U9 | Unit 9 - 2016 | 385000 | 4 | 427461.0462 |  | Replacement 2046
2032 |  | DPW-36 | Light Duty Pickup Truck / Equivalent (one ton) - Unit 2 | Unit 2 - 2022 | 120000 | 5 | 136765.329 | Yes | Replacement 2042
2032 |  | DPW-37 | Heavy Duty Pickup Truck / Equivalent (one ton) w/ plow swap loader body - Unit 29 | Unit 29 - 2022 | 185000 | 5 | 210846.5489 | Yes | Replacement 2042
2032 |  | DPW-38 | Administrative SUV or Equivalent - Unit D1 | Unit D1 - 2022 | 70000 | 5 | 79779.7753 |  | Replacement 2042
2033 |  | DPW-39 | Light Duty Pickup Truck / Equivalent (one ton) - Unit 3 | Unit 3 - 2023 | 120000 | 6 | 140389.6102 | Yes | Replacement 2043
2033 |  | DPW-40 | Sidewalk tractor / mower /plow - Unit 21 | Unit 21 - 2023 | 225000 | 6 | 263230.5192 | Yes | Replacement 2043
2033 |  | DPW-41 | Heavy Duty Pickup Truck / Equivalent (one ton) w/ plow swap loader body - Unit 28 | Unit 28 - 2023 | 250000 | 6 | 292478.3546 | Yes | Replacement 2043
2033 |  | DPW-42 | Engineering Division Light Duty Pick Up - Unit E2 | Unit E2 - 2023 | 100000 | 6 | 116991.3419 |  | Replacement 2043
2034 |  | TS-2 | Large Construction / Excavation / loader equipment w/ Plow - Unit 48 | Unit 48 - 2022 | 400000 | 7 | 480366.4497 | Yes | Replacement 2046
2034 |  | DPW-43 | Large Construction / Excavation / loader - Unit 25 | Unit 25 - 2019 | 320000 | 7 | 384293.1597 |  | Replacement 2049
2035 |  | DPW-44 | Administrative SUV or Equivalent - Unit 1 | Unit 1 - 2025 | 75000 | 8 | 92455.5301 | Yes | Replacement 2045
2035 |  | DPW-45 | Large Construction / Excavation / backhoe equipment - Unit 22 | Unit 22 - 2023 | 320000 | 8 | 394476.9285 |  | Replacement 2047
2035 |  | DPW-46 | Small Construction Equipment / Roadway equipment - Unit 26 | Unit 26 - 2023 | 120000 | 8 | 147928.8482 |  | Replacement 2047
2036 |  | DPW-47 | Light Duty Pickup Truck / Equivalent (one ton) w/ plow utility bed/body - Unit 38 | Unit 38 - 2025 | 185000 | 9 | 234100.4841 | Yes | Replacement 2045
2036 |  | DPW-48 | Large Construction / Excavation / loader equipment w/ Plow - Unit 8 | Unit 8 - 2024 | 410000 | 9 | 518817.2891 | Yes | Replacement 2048
2037 |  | DPW-49 | Light Duty Pickup Truck / Equivalent (one ton) w/ plow utility bed/body - Unit 40 | Unit 40 - 2026 | 185000 | 10 | 240304.1469 |  | Replacement 2048
2037 |  | DPW-50 | 6-Wheel 26,000+ GVW Combo Body Dump Truck w/Plow and Spreader - Unit 44 | Unit 44 - 2022 | 410000 | 10 | 532565.9472 | Yes | Replacement 2052
2038 |  | DPW-51 | 6-Wheel 26,000+ GVW Combo Body Dump Truck w/Plow and Spreader - Unit 24 | Unit 24 - 2023 | 410000 | 11 | 546678.9448 | Yes | Replacement 2053
2039 |  | DPW-52 | Heavy Duty Pickup Truck / Equivalent (one ton) w/ plow swap loader body - Unity 36 | Unit 36 - 2024 | 185000 | 12 | 253209.0203 | Yes | Replacement 2054
2039 |  | DPW-53 | Heavy Duty Pickup Truck / Equivalent (one ton) w/ plow swap loader body - Unit 23 | Unit 23 - 2024 | 200000 | 12 | 273739.4814 | Yes | Replacement 2054
2039 |  | DPW-54 | 6-Wheel 26,000+ GVW Combo Body Dump Truck w/Plow and Spreader - Unit 5 | Unit 5 - 2024 | 420000 | 12 | 574852.9109 | Yes | Replacement 2054
2039 |  | DPW-55 | Heavy Duty Pickup Truck / Equivalent (one ton) w/ plow swap loader body - Unit 20 | Unit 20 - 2024 | 200000 | 12 | 273739.4814 | Yes | Replacement 2054
|  |  | Total Capital Projects Public Works |  | 39680000 |  | 47505827.1827
|  |  | Add two projects | Total Capital Plan |  |  | 47505827.1827
0
[5 empty] | Fiscal Year |  | Cost
[5 empty] | 2027 |  | 3315000
[5 empty] | 2028 |  | 4249710
[5 empty] | 2029 |  | 2555227.9562
[5 empty] | 2030 |  | 2817634.0618
[5 empty] | 2031 |  | 3974832.5853
[5 empty] | 2032 |  | 2136958.2658
[5 empty] | 2033 |  | 2567959.9538
[5 empty] | 2034 |  | 2666033.7957
[5 empty] | 2035 |  | 2483971.909
[5 empty] | 2036 |  | 2651029.8063
[5 empty] | 2037 |  | 3760435.1639
[5 empty] | 2038 |  | 2626725.6617
[5 empty] | 2039 |  | 4119779.195
[5 empty] | 2040 |  | 4559120.7974
[5 empty] | 2041 |  | 3021408.0307
[5 empty] | Total |  | 47505827.1827

## Fire
Fire Capital Projects
Current FY | 2027
Inflation Rate | 2.65%
Fiscal Year | Moved From FY | Fire Code | Project Description | Replaces | Est Cost 2026 | Yrs. | Future Cost | Notes
2027 |  | Fire-2 | SCBA Self Contain Breathing Apparatus | Scba, cylinders, masks, RIT packs all expire early 2028 | 550000 | 0 | 550000
2027 |  | Fire-4 | Life pack Cardiac Monitor | Replaces 3rd Cardia Monitor, 2 bought in FY2025 | 58000 | 0 | 58000
2027 |  | Fire-5 | Lucas Compressor | CPR compression machines- have 3, 1 aged out. | 26000 | 0 | 26000
2028 |  | Fire-5 | Lucas Compressor | CPR compression machines- have 3, 1 aged out. | 26000 | 1 | 26689
2029 |  | Fire-5 | Lucas Compressor | CPR compression machines- have 3, 1 aged out. | 26000 | 2 | 27396.2585
2028 | 2027 | Fire-1 | Shift Commander Car 3 | 2022 Shift Commander #3 rotates to Car 2 Chevy Tahoe | 85000 | 1 | 87252.5
2033 | 2032 | Fire-1 | Shift Commander Car 3 | 2027 Shift Commander #3 rotates to Car 2 | 85000 | 6 | 99442.6406
2038 | 2037 | Fire-1 | Shift Commander Car 3 | 2032 Shift Commander #3 rotates to Car 2 | 85000 | 11 | 113335.8788
2028 |  | Fire-6 | Brush 1 - Ford Skid | 2022 Ford Skid Brush 1 | 125000 | 1 | 128312.5
2028 |  | Fire-7 | A1 Ambulance Replacement | 2016 Ambulance A1 | 525000 | 1 | 538912.5
2035 |  | Fire-7 | A1 Ambulance Replacement | 2028 Ambulance A1 | 525000 | 8 | 647188.7108
2028 | 2027 | Fire-3 | Ballistic Protection for Active Shooter | helmet & vests for RTF | 30000 | 1 | 30795
2033 | 2032 | Fire-3 | Ballistic Protection for Active Shooter | Replacement | 30000 | 6 | 35097.4026
2038 | 2037 | Fire-3 | Ballistic Protection for Active Shooter | Replacement | 30000 | 11 | 40000.8984
2029 |  | Fire-8 | Shift Commander Car 4 | 2026 Shift Commander #4 rotates to Car 1 | 75000 | 2 | 79027.6687
2032 |  | Fire-8 | Shift Commander Car 4 | 2029 Shift Commander #4 rotates to Car 1 | 85000 | 5 | 96875.4414
2035 |  | Fire-8 | Shift Commander Car 4 | 2032 Shift Commander #4 rotates to Car 1 | 85000 | 8 | 104782.9341
2038 |  | Fire-8 | Shift Commander Car 4 | 2035 Shift Commander #4 rotates to Car 1 | 85000 | 11 | 113335.8788
2030 |  | Fire-9 | A2 Ambulance Replacement | 2016 Ambulance A2 | 525000 | 3 | 567853.3138
2037 |  | Fire-9 | A2 Ambulance Replacement | 2030 Ambulance A2 | 525000 | 10 | 681944.2007
2030 |  | Fire-10 | Gear Extractor | Gear Extractor | 55000 | 3 | 59489.3948
2035 |  | Fire-10 | Gear Extractor | PPE gear extractor 2 units | 55000 | 8 | 67800.7221
2031 |  | Fire-11 | Pumper Engine #2 | 2015 Pumper Engine #3 KME | 1500000 | 4 | 1665432.6475
2031 |  | Fire-12 | F8 Bucket Fire Truck | 2006 Ford F350 Bucket F8 | 250000 | 4 | 277572.1079
2031 |  | Fire-13 | Boat ERB 380 | 2021 ERB Boat | 25000 | 4 | 27757.2108
2031 |  | Fire-14 | Fire Alarm Truck | Fire Alarm Truck | 175000 | 4 | 194300.4755
2032 |  | Fire-15 | RTV1 EMS RTV | 2022 EMS RTV RTV1 | 45000 | 5 | 51286.9984
2032 |  | Fire-16 | EMS RTV | EMS RTV | 45000 | 5 | 51286.9984
2032 |  | Fire-17 | TRX 50 Radio Box Consoles | radio box receiver system | 85000 | 5 | 96875.4414
2032 |  | Fire-18 | Thermal Imagers | TIC's are one on each vehicle | 70000 | 5 | 79779.7753
2039 |  | Fire-18 | Thermal Imagers | Replacement | 70000 | 12 | 95808.8185
2033 |  | Fire-20 | Ladder 1 - Fire | 2018 Ladder #1 KME | 2200000 | 6 | 2573809.5209
2033 |  | Fire-21 | A3 Ambulance Replacement | 2026 Ambulance A3 | 525000 | 6 | 614204.5448
2040 |  | Fire-21 | A3 Ambulance Replacement | Replacement | 525000 | 13 | 737608.1413
2034 |  | Fire-23 | RTV 2 Polaris Brush | 2024 Polaris Brush RTV | 45000 | 7 | 54041.2256
2034 |  | Fire-24 | SCBA Air Compressor | SCBA Air Compressor | 100000 | 7 | 120091.6124
2035 |  | Fire-25 | Radios | Radios | 400000 | 8 | 493096.1606
2036 |  | Fire-26 | Cardiac Monitors | Cardiac Monitors | 210000 | 9 | 265735.6846
2037 |  | Fire-27 | Engine 3 - Fire | 2021 Engine 3 KME | 1200000 | 10 | 1558729.6016
2037 |  | Fire-28 | Service 2 Ford 250 (need cost) | 2022 Ford 250 Service 2 | 75000 | 10 | 97420.6001
2038 |  | Fire-29 | Brush 2 - Ford Skid | 2001 Ford Skid Brush 2 | 125000 | 11 | 166670.41
2038 |  | Fire-30 | Service 1 Chevy 2500 (need cost) | 2022 Service Chevy 2500 | 75000 | 11 | 100002.246
2040 |  | Fire-31 | Engine 1 - Replacement | Replacement | 1500000 | 13 | 2107451.8324
2041 |  | Fire-32 | Engine 4 - Replacement | Replacement | 150000 | 14 | 216329.9306
2041 |  | Fire-33 | Car 3 Replacement | Replacement | 75000 | 14 | 108164.9653
|  |  |  | Total Capital Projects Fire | 13166000 |  | 15932989.7939
|  |  |  | Total Capital Plan |  |  | 15932989.7939
0
[5 empty] | Fiscal Year |  | Future Cost
[5 empty] | 2027 |  | 634000
[5 empty] | 2028 |  | 811961.5
[5 empty] | 2029 |  | 106423.9272
[5 empty] | 2030 |  | 627342.7086
[5 empty] | 2031 |  | 2165062.4417
[5 empty] | 2032 |  | 376104.6548
[5 empty] | 2033 |  | 3322554.1088
[5 empty] | 2034 |  | 174132.838
[5 empty] | 2035 |  | 1312868.5276
[5 empty] | 2036 |  | 265735.6846
[5 empty] | 2037 |  | 2338094.4024
[5 empty] | 2038 |  | 533345.312
[5 empty] | 2039 |  | 95808.8185
[5 empty] | 2040 |  | 2845059.9737
[5 empty] | 2041 |  | 324494.8959
[5 empty] | Total |  | 15932989.7939
[5 empty] | Difference |  | 0

## TM Departments
Town Manager's Departments Various Capital Items (includes vehicles for those Departments)
Current Yr | 2027
Rate | 2.65%
Fiscal Year | Move To | TM Code | Project Description | Replaces | Est Cost 2026 | Yrs. | Future Cost | Notes
2027 |  | Dept-1 | Building Department Vehicle #1 | Replaces 2015 Ford Explorer | 55000 | 0 | 55000
2027 |  | Dept-21 | Haskell Field Bathrooms Renovations | Haskell Field Bathrooms Renovation - CPC | 66000 | 0 | 66000
2027 |  | Dept-33 | Accessible Connections from the MCRT to Memorial Forest and Hop Brook Marsh Reservation |  | 270000 | 0 | 270000
2028 |  | Dept-22 | Parkinson Field Driveway and Parking Lot Improvements | Parkinson Field Driveway and Parking Lot Improvements | 1398000 | 1 | 1435047
2027 |  | Dept-28 | AED Town Replacement | Replace AED in Town Buildings, Police & Fire | 0 | 0 | 0 | Wil be purchased with Grants
2032 |  | Dept-28 | AED Town Replacement | Replace AED in Town Buildings, Police & Fire | 20000 | 5 | 22794.2215
2038 |  | Dept-28 | AED Town Replacement | Replace AED in Town Buildings, Police & Fire | 20000 | 11 | 26667.2656
2028 |  | Dept-2 | Building Department Vehicle #2 | Replaces 2014 Ford Explorer | 45000 | 1 | 46192.5
2028 |  | Dept-3 | Facilities Department Vehicle #1 | Replaces 2014 Ford Explorer | 45000 | 1 | 46192.5
2028 |  | Dept-4 | Facilities Department Vehicle #2 | Replaces 2016 Ford Explorer | 45000 | 1 | 46192.5
2029 |  | Dept-5 | Assessor's Department Vehicle #1 | Replaces 2019 Nissan Leaf Hatch | 45000 | 2 | 47416.6012
2029 |  | Dept-6 | Health Department Vehicle #2 | Replaces 2018 Ford Explorer | 45000 | 2 | 47416.6012
2029 |  | Dept-7 | Facilities Department Vehicle #3 | Replaces 2017 Chevrolet Express Van Ford Explorer | 45000 | 2 | 47416.6012
2029 |  | Dept-8 | Facilities Department Vehicle #4 | Replaces 2018 Ford Focus | 45000 | 2 | 47416.6012
2029 |  | Dept-20 | Image Cast Tabulators | Replaces Town Clerk Tabulators for Elections | 41600 | 2 | 43834.0136
2030 |  | Dept-9 | IT Department Vehicle #1 | Replaces 2015 Ford Explorer | 45000 | 3 | 48673.1412
2032 |  | Dept-10 | Facilities Department Vehicle #5 | Replaces 2022 Ford F150 | 45000 | 5 | 51286.9984
2033 |  | Dept-19 | Flynn Building Postage Machine | Replacement of 2025 Postage Machine | 20000 | 6 | 23398.2684
2035 |  | Dept-11 | Health Department Vehicle #1 | Replaces 2025 Vehicle | 45000 | 8 | 55473.3181
2035 |  | Dept-12 | Park & Recreation Vehicle #1 | Replaces 2024 Ford E-350 | 45000 | 8 | 55473.3181
2035 |  | Dept-13 | Facilities Department Vehicle #5 | Replaces 2025 EV Toyota - Director's Vehicle | 45000 | 8 | 55473.3181
2035 |  | Dept-14 | Conservation Department Vehicle #1 | Replaces 2025 Ford F-150 | 45000 | 8 | 55473.3181
2035 |  | Dept-15 | Conservation Department Vehicle #2 | Replaces 2025 Ford F-150 | 45000 | 8 | 55473.3181
Pending |  | Dept-29 | EV Charging Station Replacement - date & cost unknown at this time
Pending |  | Dept-16 | Master Plan Update - date & cost unknown at this time
Pending |  | Dept-17 | Broad Acre Master Plan -date & cost unknown at this time
Pending |  | Dept-18 | Sewataro Master Plan - date & cost unknown at this time
Pending |  | Dept-23 | Town Hall Renovation - date & cost unknown at this time
Pending |  | Dept-24 | Flynn Building Renovation - date & cost unknown at this time
Pending |  | Dept-25 | Fire Headquarters Renovation - date & cost unknown at this time
Pending |  | Dept-26 | Fire Department 3 Renovation - date & cost unknown at this time
Pending |  | Dept-27 | Police Department Renovation - date & cost unknown at this time | This would be a project for FY2039 and beyond
Pending |  | Dept-30 | DPW Building B - Replacement
Pending |  | Dept-31 | Fire Department Station #2 - Apparatus Bay
|  |  |  | Total Capital Projects Town Manager's Dept | 2520600 |  | 2648311.404
|  |  |  | Total Capital Plan |  |  | 2648311.404
0
[5 empty] | Fiscal Year |  | Future Cost
[5 empty] | 2027 |  | 391000
[5 empty] | 2028 |  | 1573624.5
[5 empty] | 2029 |  | 233500.4186
[5 empty] | 2030 |  | 48673.1412
[5 empty] | 2031 |  | 0
[5 empty] | 2032 |  | 74081.2199
[5 empty] | 2033 |  | 23398.2684
[5 empty] | 2034 |  | 0
[5 empty] | 2035 |  | 277366.5903
[5 empty] | 2036 |  | 0
[5 empty] | 2037 |  | 0
[5 empty] | 2038 |  | 26667.2656
[5 empty] | 2039 |  | 0
[5 empty] | 2040 |  | 0
[5 empty] | 2041 |  | 0
2648311.404
[5 empty] | Difference |  | 0

## Recreation
Recreation Capital Projects
Current FY | 2027
Inflation Rate | 2.65%
Fiscal Year | Move To | Recr Code | Project Description | Replaces | Est Cost 2026 | Yrs. | Future Cost | Notes
2027 |  | REC-5 | Haskell/Smile Playground | Equipment and PIP | 337700 | 0 | 337700
2027 |  | REC-1 | Davis Field Improvement Design | Design for Davis Field | 122000 | 0 | 122000
2027 |  | REC-6 | Broadacres Farm and Featherland Park Design | Design for Broadacres Farm | 214000 | 0 | 214000
2028 |  | REC-20 | Tennis, Pickleball, Basketball Resurfacing | Resurface Courts | 35000 | 1 | 35927.5
2032 |  | REC-20 | Tennis, Pickleball, Basketball Resurfacing | Resurface Courts | 35000 | 5 | 39889.8876
2035 |  | REC-20 | Tennis, Pickleball, Basketball Resurfacing | Resurface Courts | 35000 | 8 | 43145.9141
2028 |  | REC-8 | Davis Field Primary Option #B | From Field needs Assessment | 2000000 | 1 | 2053000 | Design Being Done FY27
2028 |  | REC-10 | Haskell Field Improvements Primary Option | From Field needs Assessment | 2100000 | 1 | 2155650 | Master Plan being Done
2028 |  | REC-12 | Nixon Field Improvements Primary Option | From Field needs Assessment | 145221 | 1 | 149069.3565
2028 |  | REC-18 | Noyes Field Improvement Primary Option | From Field needs Assessment | 458000 | 1 | 470137
2028 |  | REC-19 | National Fitness Equipment Wellness | Partially Grant Funded | 225000 | 1 | 230962.5
2029 |  | REC-13 | Haynes School Field Improvements Primary Option | From Field needs Assessment | 500000 | 2 | 526851.125
2029 |  | REC-3 | Broadacres Field Improvements Primary Option | From Field Needs Assessment | 3300000 | 2 | 3477217.425 | Design Being Done FY27
2030 |  | REC-21 | Fetherland Basketball Court Rehab | Rehab of 6 curts | 1000000 | 3 | 1081625.3596
2030 |  | REC-2 | Splash Pad | New - Design need First | 1200000 | 3 | 1297950.4315
2030 |  | REC-11 | Feely Field Improvements Primary Option | From Field Needs Assessment | 2950000 | 3 | 3190794.8109
2030 |  | REC-14 | Loring School Fields Primary Option | From Field Needs Assessment | 360000 | 3 | 389385.1295
2031 |  | REC-22 | Turf Field Replacement Cutting Turf | Turf Replacement | 1000000 | 4 | 1110288.4317 | Pending Date
2031 |  | REC-7 | Cutting Field Improvements Primary Options | From Field Needs Assessment | 600000 | 4 | 666173.059
2032 |  | REC-9 | Curtis Middle School Field Improvements Primary Option | From Field Needs Assessment | 1950000 | 5 | 2222436.5964
2033 |  | REC-15 | Lincoln Sudbury School Field Improvements | From Field Needs Assessment | 3501000 | 6 | 4095866.8785
2033 |  | REC-16 | Mass State Lab Field Primary Option | From Field Needs Assessment | 267000 | 6 | 312366.8828
2033 |  | REC-17 | Parkinson Field Improvements Primary Option | From Field Needs Assessment | 1500000 | 6 | 1754870.1279
|  |  |  | Total Capital Projects Recreation | 23834921 |  | 25977308.4159
|  |  |  | Total Capital Plan |  |  | 25977308.4159
0
[5 empty] | Fiscal Year |  | Future Cost
[5 empty] | 2027 |  | 673700
[5 empty] | 2028 |  | 5094746.3565
[5 empty] | 2029 |  | 4004068.55
[5 empty] | 2030 |  | 5959755.7315
[5 empty] | 2031 |  | 1776461.4906
[5 empty] | 2032 |  | 2262326.4841
[5 empty] | 2033 |  | 6163103.8891
[5 empty] | 2034 |  | 0
[5 empty] | 2035 |  | 43145.9141
[5 empty] | 2036 |  | 0
[5 empty] | 2037 |  | 0
[5 empty] | 2038 |  | 0
[5 empty] | 2039 |  | 0
[5 empty] | 2040 |  | 0
[5 empty] | 2041 |  | 0
25977308.4159
[5 empty] | Difference |  | 0

## Parks & Grounds
Department of Public Works
Current Yr | 2027
Rate | 2.65%
Fiscal Year | Move To | TM Code | Project Description | Replaces | Est Cost 2026 | Yrs. | Future Cost | Type | Snow & Ice Operations | Notes
2028 |  | P&G-1 | Light Duty Pickup Truck / Equivalent (one ton) | Unit PR 3 - 2015 | 145000 | 1 | 148842.5 | Rolling Stock
2038 |  | P&G-1 | Light Duty Pickup Truck / Equivalent (one ton) | Unit PR 3 - 2028 | 145000 | 11 | 193337.6756 | Rolling Stock
2029 |  | P&G-2 | Light Duty Pickup Truck / Equivalent (one ton) w/ plow | Unit PR1 - 2015 | 150000 | 2 | 158055.3375 | Rolling Stock | Yes
2040 |  | P&G-2 | Light Duty Pickup Truck / Equivalent (one ton) w/ plow | Unit PR1 - 2029 | 150000 | 13 | 210745.1832 | Rolling Stock | Yes
2030 |  | P&G-3 | Large field mower | Unit PR7 - 2014 | 100000 | 3 | 108162.536 | Rolling Stock
2041 |  | P&G-3 | Large field mower | Unit PR7 - 2030 | 100000 | 14 | 144219.9537 | Rolling Stock
2032 |  | P&G-4 | Light Duty Pickup Truck / Equivalent (one ton) w/ plow | Unit PR2 - 2022 | 180000 | 5 | 205147.9935 | Rolling Stock | Yes | Replacement 2042
2033 |  | P&G-5 | Light Duty Pickup Truck / Equivalent (one ton) | Unit PR4 - 2022 | 120000 | 6 | 140389.6102 | Rolling Stock | Yes | Replacement 2042
2036 |  | P&G-6 | Large field mower | Unit PR12 - 2024 | 125000 | 9 | 158176.0028 | Rolling Stock |  | Replacement 2048
|  |  | Total Parks and Ground Capital |  | 1215000 |  | 1467076.7926
|  |  |  | Total Check Capital Plan |  |  | 1467076.7926
|  |  |  | Fiscal Year | Cost
|  |  |  | 2027 | 0
|  |  |  | 2028 | 148842.5
|  |  |  | 2029 | 158055.3375
|  |  |  | 2030 | 108162.536
|  |  |  | 2031 | 0
|  |  |  | 2032 | 205147.9935
|  |  |  | 2033 | 140389.6102
|  |  |  | 2034 | 0
|  |  |  | 2035 | 0
|  |  |  | 2036 | 158176.0028
|  |  |  | 2037 | 0
|  |  |  | 2038 | 193337.6756
|  |  |  | 2039 | 0
|  |  |  | 2040 | 210745.1832
|  |  |  | 2041 | 144219.9537
|  |  |  | Total Parks and Ground | 1467076.7926
0

## IT
Information Technology Capital Projects
Current FY | 2027
Inflation Rate | 2.65%
Fiscal Year | Move To | IT Code | Project Description | Replaces | Est Cost 2026 | Yrs. | Future Cost | Notes
2027 |  | IT-1 | Core Switches at Flynn | 2 Cisco N9K-C92160YC-X Core Switches | 60000 | 0 | 60000 | Upgrade 2 switches, Installation/ Configuration, Redeploy N9K Flynn Core Switches to Police
2027 |  | IT-2 | Digital Signage - Airtime | New Initiative | 50000 | 0 | 50000 | Establish Digital Signage in all Town Buildings using a common software Airtime - This is a new initiative
2027 |  | IT-3 | Wireless Access Points | (50) Aerohive Wireless Access Points | 50000 | 0 | 50000 | 10 years old, Includes Installation
2027 |  | IT-4 | Email Archiving Upgrade | Veritas Enterprise Email Archiving System | 50000 | 0 | 50000 | Migrate from On-Prem solution to Cloud
2027 |  | IT-5 | Scanning | Scanning documents Large (> 11 x17) and Standard (up to 11 x 17) | 0 | 0 | 0 | Funding for this was deferred to FY2028, project is ongoing with current funds.
2028 |  | IT-5 | Scanning | Scanning documents Large (> 11 x17) and Standard (up to 11 x 17) | 50000 | 1 | 51325 | Digitize paper documents and add them into Archiving software
2029 |  | IT-5 | Scanning | Scanning documents Large (> 11 x17) and Standard (up to 11 x 17) | 50000 | 2 | 52685.1125 | Digitize paper documents and add them into Archiving software
2030 |  | IT-5 | Scanning | Scanning documents Large (> 11 x17) and Standard (up to 11 x 17) | 50000 | 3 | 54081.268 | Digitize paper documents and add them into Archiving software
2031 |  | IT-5 | Scanning | Scanning documents Large (> 11 x17) and Standard (up to 11 x 17) | 50000 | 4 | 55514.4216 | Digitize paper documents and add them into Archiving software
2032 |  | IT-5 | Scanning | Scanning documents Large (> 11 x17) and Standard (up to 11 x 17) | 50000 | 5 | 56985.5538 | Digitize paper documents and add them into Archiving software
2033 |  | IT-5 | Scanning | Scanning documents Large (> 11 x17) and Standard (up to 11 x 17) | 50000 | 6 | 58495.6709 | Digitize paper documents and add them into Archiving software
2034 |  | IT-5 | Scanning | Scanning documents Large (> 11 x17) and Standard (up to 11 x 17) | 50000 | 7 | 60045.8062 | Digitize paper documents and add them into Archiving software
2035 |  | IT-5 | Scanning | Scanning documents Large (> 11 x17) and Standard (up to 11 x 17) | 50000 | 8 | 61637.0201 | Digitize paper documents and add them into Archiving software
2036 |  | IT-5 | Scanning | Scanning documents Large (> 11 x17) and Standard (up to 11 x 17) | 50000 | 9 | 63270.4011 | Digitize paper documents and add them into Archiving software
2037 |  | IT-5 | Scanning | Scanning documents Large (> 11 x17) and Standard (up to 11 x 17) | 50000 | 10 | 64947.0667 | Digitize paper documents and add them into Archiving software
2038 |  | IT-5 | Scanning | Scanning documents Large (> 11 x17) and Standard (up to 11 x 17) | 50000 | 11 | 66668.164 | Digitize paper documents and add them into Archiving software
2039 |  | IT-5 | Scanning | Scanning documents Large (> 11 x17) and Standard (up to 11 x 17) | 50000 | 12 | 68434.8703 | Digitize paper documents and add them into Archiving software
2040 |  | IT-5 | Scanning | Scanning documents Large (> 11 x17) and Standard (up to 11 x 17) | 50000 | 13 | 70248.3944 | Digitize paper documents and add them into Archiving software
2041 |  | IT-5 | Scanning | Scanning documents Large (> 11 x17) and Standard (up to 11 x 17) | 50000 | 14 | 72109.9769 | Digitize paper documents and add them into Archiving software
2027 |  | IT-15 | Copier Machines | Replacement of Town Copier Machines | 0 | 0 | 0 | Do not need to fund for FY2027 - deferred to FY2028
2028 |  | IT-15 | Copier Machines | Replacement of Town Copier Machines | 20000 | 1 | 20530 | Continue to replace Copier Machine for Town Departments
2029 |  | IT-15 | Copier Machines | Replacement of Town Copier Machines | 0 | 2 | 0 | Every Other Year replacement Schedule
2030 |  | IT-15 | Copier Machines | Replacement of Town Copier Machines | 20000 | 3 | 21632.5072 | Continue to replace Copier Machine for Town Departments
2031 |  | IT-15 | Copier Machines | Replacement of Town Copier Machines | 0 | 4 | 0 | Every Other Year replacement Schedule
2032 |  | IT-15 | Copier Machines | Replacement of Town Copier Machines | 20000 | 5 | 22794.2215 | Continue to replace Copier Machine for Town Departments
2033 |  | IT-15 | Copier Machines | Replacement of Town Copier Machines | 0 | 6 | 0 | Every Other Year replacement Schedule
2034 |  | IT-15 | Copier Machines | Replacement of Town Copier Machines | 20000 | 7 | 24018.3225 | Continue to replace Copier Machine for Town Departments
2035 |  | IT-15 | Copier Machines | Replacement of Town Copier Machines | 0 | 8 | 0 | Every Other Year replacement Schedule
2036 |  | IT-15 | Copier Machines | Replacement of Town Copier Machines | 20000 | 9 | 25308.1604 | Continue to replace Copier Machine for Town Departments
2037 |  | IT-15 | Copier Machines | Replacement of Town Copier Machines | 0 | 10 | 0 | Every Other Year replacement Schedule
2038 |  | IT-15 | Copier Machines | Replacement of Town Copier Machines | 20000 | 11 | 26667.2656 | Continue to replace Copier Machine for Town Departments
2039 |  | IT-15 | Copier Machines | Replacement of Town Copier Machines | 0 | 12 | 0 | Every Other Year replacement Schedule
2040 |  | IT-15 | Copier Machines | Replacement of Town Copier Machines | 20000 | 13 | 28099.3578 | Continue to replace Copier Machine for Town Departments
2041 |  | IT-15 | Copier Machines | Replacement of Town Copier Machines | 20000 | 14 | 28843.9907 | Continue to replace Copier Machine for Town Departments
2028 |  | IT-6 | Core Switches at Library, Fire Main | 4 (Cisco Catalyst 3650-48FQ-S) Core Switches | 34000 | 1 | 34901 | Upgrade 4 switches, installation/Configuration, Redeploy 3650 Core to Secondary switches
2028 |  | IT-7 | Cloud Archiving Solution | On-Premise Archive Solution (Documentum) | 40000 | 1 | 41060 | Migrate from On-Prem solution to Cloud
2028 |  | IT-8 | Website Redesign | Old Website design | 60000 | 1 | 61590
2029 |  | IT-9 | MUNIS Cloud | On-Premise MUNIS Software | 125000 | 2 | 131712.7812 | Migrate from On-Prem solution to Cloud
2030 |  | IT-10 | Cisco VoIP Telephone System | Upgrade Cisco VoIP to Cloud Based (Cisco Unified Cloud) | 125000 | 3 | 135203.17 | Move System from On-Premise to Cloud. Maintain external dial-tone/extension dialing to buildings if Internet is completely down.
2031 |  | IT-11 | Data Center Upgrade (Hosts) | (3) Dell PowerEdge Servers | 64000 | 4 | 71058.4596 | Replace (3) Dell Host Servers at Flynn and redeploy existing Flynn host servers to Police Data Center
2032 |  | IT-12 | Firewalls - Palo Alto Hardware | Outdated Palo Alto Firewalls | 65000 | 5 | 74081.2199 | Two Palo Alto Firewalls, Software Modules, Installation/Configuration
2032 |  | IT-13 | Data Center Upgrade (Storage) | Dell/EMC Power Store 500T | 100000 | 5 | 113971.1075 | Replace Dell/EMC Network storage at Flynn and redeploy existing Flynn storage to Police Data Center
2033 |  | IT-1 | Core Switches at Flynn | 2 Cisco N9K-C92160YC-X Core Switches | 40000 | 6 | 46796.5367 | Upgrade 2 switches, Installation/Configuration, Redeploy N9K Flynn Core Switches to Police
2034 |  | IT-14 | (6) Domain Controllers / File Servers | (6) Dell PowerEdge Servers | 40000 | 7 | 48036.645 | Replace 10 year old Domain Controllers
2036 |  | IT-10 | Cisco VoIP Telephone System | Upgrade VoIP equipment | 90000 | 9 | 113886.722 | Upgrade routers, on-premise equipment, phones
2038 |  | IT-12 | Firewalls - Palo Alto Hardware | Outdated Palo Alto Firewalls | 65000 | 11 | 86668.6132 | Two Palo Alto Firewalls, Software Modules, Installation/Configuration
2039 |  | IT-1 | Core Switches at Flynn | 2 Cisco N9K-C92160YC-X Core Switches | 40000 | 12 | 54747.8963 | Upgrade 2 switches, Installation/configuration, Redeploy N9K Flynn Core Switches to Police
|  |  |  | Total Capital Projects Info. Technology | 1958000 |  | 2278056.7036
|  |  |  | Total Capital Plan |  |  | 2278056.7036
0
[5 empty] | Fiscal Year |  | Future Cost
[5 empty] | 2027 |  | 210000
[5 empty] | 2028 |  | 209406
[5 empty] | 2029 |  | 184397.8937
[5 empty] | 2030 |  | 210916.9451
[5 empty] | 2031 |  | 126572.8812
[5 empty] | 2032 |  | 267832.1026
[5 empty] | 2033 |  | 105292.2077
[5 empty] | 2034 |  | 132100.7737
[5 empty] | 2035 |  | 61637.0201
[5 empty] | 2036 |  | 202465.2835
[5 empty] | 2037 |  | 64947.0667
[5 empty] | 2038 |  | 180004.0428
[5 empty] | 2039 |  | 123182.7666
[5 empty] | 2040 |  | 98347.7522
[5 empty] | 2041 |  | 100953.9676
[5 empty] | Total Fiscal Year |  | 2278056.7036
[5 empty] | Difference |  | 0

## Police
Police Capital Projects
Current FY | 2027
Inflation Rate | 2.65%
Fiscal Year | Move To | Police Code | Project Description | Replaces | Est Cost 2026 | Yrs. | Future Cost | Notes
2027 |  | Police-1 | Duty Sidearms | Replaces current issued duty sidearms | 35000 | 0 | 35000 | Rotation is 8 years, all of them
2027 |  | Police-2 | Bullet Proof Vests | Replace Expired Vests | 10400 | 0 | 10400 | Grant Funded
2028 |  | Police-2 | Bullet Proof Vests | Replace Expired Vests | 10400 | 1 | 10675.6 | Currently Funded by Federal/State Grants
2029 |  | Police-2 | Bullet Proof Vests | Replace Expired Vests | 10400 | 2 | 10958.5034 | Currently Funded by Federal/State Grants
2030 |  | Police-2 | Bullet Proof Vests | Replace Expired Vests | 10400 | 3 | 11248.9037 | Currently Funded by Federal/State Grants
2031 |  | Police-2 | Bullet Proof Vests | Replace Expired Vests | 10400 | 4 | 11546.9997 | Currently Funded by Federal/State Grants
2032 |  | Police-2 | Bullet Proof Vests | Replace Expired Vests | 10400 | 5 | 11852.9952 | Currently Funded by Federal/State Grants
2033 |  | Police-2 | Bullet Proof Vests | Replace Expired Vests | 10400 | 6 | 12167.0996 | Currently Funded by Federal/State Grants
2034 |  | Police-2 | Bullet Proof Vests | Replace Expired Vests | 10400 | 7 | 12489.5277 | Currently Funded by Federal/State Grants
2035 |  | Police-2 | Bullet Proof Vests | Replace Expired Vests | 10400 | 8 | 12820.5002 | Currently Funded by Federal/State Grants
2036 |  | Police-2 | Bullet Proof Vests | Replace Expired Vests | 10400 | 9 | 13160.2434 | Currently Funded by Federal/State Grants
2037 |  | Police-2 | Bullet Proof Vests | Replace Expired Vests | 10400 | 10 | 13508.9899 | Currently Funded by Federal/State Grants
2038 |  | Police-2 | Bullet Proof Vests | Replace Expired Vests | 10400 | 11 | 13866.9781 | Currently Funded by Federal/State Grants
2039 |  | Police-2 | Bullet Proof Vests | Replace Expired Vests | 10400 | 12 | 14234.453 | Currently Funded by Federal/State Grants
2040 |  | Police-2 | Bullet Proof Vests | Replace Expired Vests | 10400 | 13 | 14611.666 | Currently Funded by Federal/State Grants
2028 |  | Police-14 | Admin Conference Room AV Equipment | Replace Current AV | 20000 | 1 | 20530 | Possibly funding through Holbrook State 911 Grant
2028 |  | Police-3 | Department Computers | Replace Aging/Out of date Computers | 11000 | 1 | 11291.5
2030 |  | Police-3 | Department Computers | Replace Aging/Out of date Computers | 11000 | 3 | 11897.879
2032 |  | Police-3 | Department Computers | Replace Aging/Out of date Computers | 11000 | 5 | 12536.8218
2034 |  | Police-3 | Department Computers | Replace Aging/Out of date Computers | 11000 | 7 | 13210.0774
2036 |  | Police-3 | Department Computers | Replace Aging/Out of date Computers | 11000 | 9 | 13919.4882
2038 |  | Police-3 | Department Computers | Replace Aging/Out of date Computers | 11000 | 11 | 14666.9961
2040 |  | Police-3 | Department Computers | Replace Aging/Out of date Computers | 11000 | 13 | 15454.6468
2030 |  | Police-4 | Body Worn Cameras | Body Worn Cameras Refreshed in 2025 | 175000 | 3 | 189284.4379 | Previously funded through ARPA and 2 separate grants
2030 |  | Police-5 | Mobile Data Terminals | Replaced MDT's Replaced in 2025 | 68000 | 3 | 73550.5245 | Previously funded via State 911 Grant via Holbrook RECC
2035 |  | Police-5 | Mobile Data Terminals | Replaced MDT's Replaced in 2025 | 68000 | 8 | 83826.3473 | Previously funded via State 911 Grant via Holbrook RECC
2040 |  | Police-5 | Mobile Data Terminals | Replaced MDT's Replaced in 2025 | 68000 | 13 | 95537.8164 | Previously funded via State 911 Grant via Holbrook RECC
2031 |  | Police-6 | Training Room AV Equipment | Replace Current AV | 25000 | 4 | 27757.2108 | Possibly funding through Holbrook State 911 Grant
2032 |  | Police-7 | Utility All Terrain Vehicle | Replace Current UTV | 25000 | 5 | 28492.7769
2034 |  | Police-8 | Cruiser Cameras | Cruiser Cameras Acquired in 2024 | 75000 | 7 | 90068.7093 | Previously funded through ARPA and 2 separate grants
2035 |  | Police-9 | Duty Rifles | Replaces Current Duty Rifles | 48000 | 8 | 59171.5393
2035 |  | Police-10 | Rifle Shields | Replace Rifle Shields (10 Year Warranty) | 21000 | 8 | 25887.5484
2035 |  | Police-11 | Police Subscriber Units (Mobile/Portable) | Replace Subscribers Acquired 2025 | 330000 | 8 | 406804.3325 | Previously funded via State 911 Grant via Holbrook RECC
2040 |  | Police-12 | Department Furniture | Replace Department Furniture | 150000 | 13 | 210745.1832 | Previously paid for with Station Capital Article
2040 |  | Police-13 | Radio Infrastructure (400/800) | Replace Infrastructure Installed in 2025 | 3000000 | 13 | 4214903.6648 | Previously funded via State 911 Grant via Holbrook RECC
|  |  |  | Total Capital Projects Police | 4330600 |  | 5828079.9605
|  |  |  | Total Capital Plan |  |  | 5828079.9605
0
[5 empty] | Fiscal Year |  | Future Cost
[5 empty] | 2027 |  | 45400
[5 empty] | 2028 |  | 42497.1
[5 empty] | 2029 |  | 10958.5034
[5 empty] | 2030 |  | 285981.7451
[5 empty] | 2031 |  | 39304.2105
[5 empty] | 2032 |  | 52882.5939
[5 empty] | 2033 |  | 12167.0996
[5 empty] | 2034 |  | 115768.3144
[5 empty] | 2035 |  | 588510.2677
[5 empty] | 2036 |  | 27079.7317
[5 empty] | 2037 |  | 13508.9899
[5 empty] | 2038 |  | 28533.9742
[5 empty] | 2039 |  | 14234.453
[5 empty] | 2040 |  | 4551252.9773
[5 empty] | 2041 |  | 0
[5 empty] | Total Fiscal Year |  | 5828079.9605
[5 empty] | Difference |  | 0

## DPW TIP-CIS Projects
DPW - 1 Culvert, Road and TIP Projects and Various Other Projects DPW
Location | Description
Dutton Road | Construct 2,600± linear feet of new 5-foot wide bituminous walkway, granite curbing and buffer strip on the east side to fill the gap between the existing walkway on both ends. Install eight new pedestrian ramps at intersections. Provide bicycle-safe drain grates. These improvements will complete the sidewalk network in this area which will improve pedestrian connectivity and accessibility.
Old Framingham Road | Construct 1,000± linear feet of new 5-foot wide bituminous walkway, grass buffer area and granite curb on the east side to meet existing walkway terminus on the east side at #60 Old Framingham Road. Install new pedestrian ramps, walkway and retaining wall on the east side to connect with Grouse Hill Road senior development to the east side of Old Framingham Road. Install new pedestrian crosswalk signs and advance crosswalk signage. These measures will provide a new pedestrian connection between a residential senior development and Nobscot Road to the north and improve safety.
Maynard Road at Hudson Road | Install new traffic and pedestrian signals. Construct curb extension on the northeast, rebuild center island on Maynard Road and construct new crosswalk and pedestrian ramps. Construct 200± linear feet of 5-foot wide new bituminous walkway on the north side of Hudson Road, east of Maynard Road. Provide bicycle-safe drain grates. These measures will slow vehicles turning onto Maynard Road, reduce pedestrian crossing distance, improve safety for all modes, and improve pedestrian connectivity, mobility and accessibility.
Maynard Road at Fairbank Road | Extend (by 20 feet) and widen (by two feet) median island on Fairbank Road to provide pedestrian refuge for crosswalk which is 78 feet long. Install two new pedestrian ramps at Fairbank Road crosswalk. Provide lane striping for a left-turn and right-turn lane for the Fairbank Road northbound approach. Add 200± feet of new granite curbing and construct 20 linear feet of new 5-foot wide concrete walkway to meet landing area. These measures will improve safety for pedestrians crossing Fairbank Road by reducing crossing distances, improving accessibility and formalizing vehicle turning movements.
Morse Road | Construct a new 14-foot wide multi-use path for 1,530± feet on the north side Morse Road between Concord Road and the Bruce Freeman Rail Trail extension. A new crosswalk and pedestrian ramps will be provided at the east end to cross Morse Road at Concord Road. This project will provide a new multi-use connection between Featherland Park and the Rail Trail and improve safety for pedestrians and bicyclists who currently travel within the roadway.
Maynard Road | Reduce travel lane width to 11 feet and widen shoulder to a minimum of 3 feet to provide bicycle accommodation. Provide bicycle-safe drain grates. These measures will help to reduce vehicle speeds and improve safety for bicyclists.
Landham Road North | Reconstruct and widen existing bituminous walkway (from 4 feet to 8 feet) and install new granite curb on Landham Road for 3,340± linear feet on the west side of Landham Road between 500 feet north of Wash Brook and Woodside Road. Install new pedestrian ramps and crosswalks across side streets. Provide bicycle-safe drain grates. These measures will improve walking and biking conditions along Lanham Road, safety, connectivity, and accessibility.
Maynard Road | Construct 1,100± linear feet of new 5-foot wide bituminous walkway, granite curb and grass buffer strip and retaining wall on the west side. Construct new crosswalk and pedestrian ramps on Hudson Road west of Maynard Road. The crosswalk will connect the new walkway with the existing walkway on the south side of Hudson Road. These improvements will complete the walkway network in this area which will improve pedestrian connectivity, mobility, and accessibility.
Peakham Road at Boston Post Road (Route 20) | Reduce pedestrian crossing distance and slow turning traffic by constructing curb extensions on both corners, moving the crosswalk closer to the intersection with new curb ramps, widening the existing narrow island for pedestrian refuge and relocating the utility pole. Construct 100± linear feet of new bituminous walkway to connect pedestrian ramps within curb extensions to existing walkways. Provide bicycle-safe drain grates. These measures will improve safety for pedestrians by reducing crossing distance, providing accessible crossings, and reducing vehicle speeds.
Peakham Road | Construct 750± linear feet of new 5-foot wide bituminous walkway, granite curbing and buffer strip on the east and west sides of Peakham Road. Install new crosswalk and pedestrian ramps across Peakham Road, south of French Road. Move existing crosswalk on French Road closer to intersection, modify refuge island and install two new pedestrian ramps. These measures will improve pedestrian safety, mobility, connectivity and accessibility.
Concord Road at Church Street | Provide 250± feet of new 5-foot wide bituminous walkway on the north side of Church Street and west side of Concord Road. Provide new crosswalk and pedestrian ramps across Concord Road north of Church Street. Provide new crosswalk signage. Remove existing crosswalk. Provide bicycle-safe drain grates. These measures will provide a safer pedestrian crossing of Concord Road and improve connectivity between the church parking lot and the library. Pedestrian connectivity and accessibility will be improved.
Landham Road South | Reconstruct and widen existing bituminous walkway (from 4 feet to 8 feet) and install new granite curb on Landham Road for 4,000± linear feet on alternating sides of Landham Road between Pelham Island Road and the Framingham City Line. Install new pedestrian ramps and crosswalks at one midblock location and across side streets. Provide bicycle-safe drain grates. These measures will improve walking and biking conditions along Lanham Road, safety, connectivity, and accessibility.
Marlboro Road | Install 330± linear feet of new 5-foot wide bituminous walkway and granite curb on the west side of Marlboro Road between Mossman Road and Morse Road. This will fill the walkway gap on Marlboro Road between Morse Road and Mossman Road. Install new crosswalks on the southwest corner of Marlboro Road/Mossman Road and across Mossman Road northwest of Marlboro Road. Install four new pedestrian ramps and signage. Construct new walkway on the east side of Marlboro Road north of Morse Road that is prone to flooding during storms. Provide a curb extension on southwest and northeast corner of Marlboro Road and Morse Road and add new Stop signs on the Morse and Marlboro Road approaches. Provide bicycle-safe drain grates. These measures will improve pedestrian mobility during all seasons and weather conditions, reduce vehicle speeds, and improve accessibility, driver confusion, and improve pedestrian connectivity and safety.
Old Lancaster Road at Peakham Road | Install four new pedestrian ramps at existing crosswalks. Add flashing red beacons to four Stop signs. Move Stop bar closer to intersection for Old Lancaster Road southbound approach. Construct new curb extension on northwest corner to reduce pedestrian crossing distance and slow turning vehicles. These measures will improve pedestrian safety and help motorists better comply with all-way Stop control.
Powder Mill Road at Cranberry Circle | Install curb extension on the northeast corner. Install a new crosswalk across the Cranberry Circle approach to the T-intersection to connect with bituminous walkways on each side. Construct two new pedestrian ramps and 200± feet of granite curb. Install 170± feet of 5-foot wide bituminous walkway on the northeast corner. Install new crosswalk and crosswalk ahead signage on Powder Mill Road. Add new Stop sign and bar on Cranberry Circle approach. Relocate fire hydrant on northeast corner to avoid new crosswalk, pedestrian ramps and catch basin. Provide bicycle-safe drain grates. These improvements will provide a new safe ADA-compliant crosswalk and walkway that links a residential neighborhood with sports facilities and businesses within walking distance to the north. It will also shorten the pedestrian crossing distance and slow speeds for vehicles turning.
Great Road | Install 1,350± feet of new 8-foot wide bituminous walkway and granite curb on the north side of Great Road between North Road and the Maynard Town Line. Provide 3 new pedestrian ramps at intersections. Rebuild minor driveway openings to make accessible. This project will improve connectivity and mobility between the neighborhood and Maynard and improve safety and accessibility for pedestrians and bicyclists.
North Road at Davis Field | Construct 4,800± linear feet of new 8-foot wide bituminous walkway and granite curb on the south side of North Road between Davis Field and Frost Farm Village Road and on the north side between Frost Farm Village Road and the Lincoln Town Line. A new crosswalk and ramps will be constructed east of Frost Farm Village Road. The construction will require excavation and the installation of a retaining wall. These measures will improve pedestrian and bicycle mobility, safety, and accessibility between Davis Field and the Lincoln Town line.
North Road | Construct 1,700± linear feet of new 8-foot wide bituminous walkway and granite curb on the north side of North Road to fill missing walkway gap in this section. Provide new curb extension on the northeast corner of North Road and Great Road. There is adequate right of way to construct the walkway off the road to provide a wide buffer area. Construct new 8-foot wide bituminous walkway and granite curb on the west side of North Road between Great Road and the Maynard Town Line. Install three new pedestrian ramps. Install new crosswalk and modify island to provide a pedestrian refuge at the North Road north leg of the intersection at Great Road. These improvements will complete the walkway network in this area which will improve pedestrian and bicycle connectivity, including a new connection to the Town of Maynard. It will also improve safety by slowing turning vehicles, reducing crossing distances and separating pedestrians and bicyclists from the roadway.
Hudson Road at Dutton Road | Provide curb extensions on the Dutton Road corners to slow vehicle turning speed and reduce pedestrian crossing distance. Construct pedestrian ramps to be ADA compliant. These measures will improve safety and connectivity for pedestrians walking between a residential neighborhood and Haskell Field and Parks and Recreation.
Old Sudbury Road Culvert | Culvert Repair - $700,000 Estimate
Concord Road Culvert | Culvert Repair - $150,000 Estimate
Carding Mill Dam | Culvert Repair Estimate $ 87,000-$ 159,000
Stearns Mill Dam | Culvert Repair Estimate $150,000
Maynard Farm Road Culvert | Estgimated Cost $600,000
Grist Mill Dam | Dam Repair Estimate $60,000
Sherman's Bridge | Bridge Repair Estimate $500,000- $1,000,000
Wolback Road Culvert | Culvert Repair Estimate $600,0000
Main Parking Lot DpW | Construct a Infiltration basin near the main parking lot entrance at the DPW
Dredging | Draiage upgrade - pre-treatment structure and drainage structure installation. Dredging
Loring Parsonage Parking lot | Install new stormwater treatment system at the Loring Parsonage Parking lot
Hop Brook Watershed Management Plan | Implement Stormwater treatment measure identified in the Hop Brook Watershed Management Plan
Haskell Parking Lot | Add oil pre-treatment system and a phosphorus retrofit to treat one section of Haskell Parking Lot
Peakham Road Walkways | Install and connect 700 feet of walkway on Peakham Road between French St to Route 20. Approx. $700,000
Cricket Pond at Hertiage Park | Permit, Dredge, and restore Cricket Pond at Heritage Park - Engineering and permitting $26,500
Cricket Pond at Heritage Park - Construction | Unknown Cost to Repair – awaiting the engineering and permitting to determine construction costs. See above.